## Instructions
INSTRUCTIONS:
1.0 | Click on the worksheet named "City Item Codes"
1.1 | Scroll down to find a City Item Code
1.2 | Enter an amount in the "Qty" - Column D for a City Item Code
1.3 | Continue adding a Qty for each City Item Code needed for the Project
1.4 | When complete, click on the "Qty" column heading to "filter" the data
| 1.4.1 | Clear the check box next to the item "(Blanks)"
| 1.4.2 | Click "OK"
| 1.4.3 | Note: Only the line items with a Qty amount should be visible.
1.5 | Highlight columns A, B, C, D, and E for each line item.
1.6 | Right-click and select "Copy"
1.7 | Click on the worksheet named "ENGINEERS ESTIMATE"
1.8 | Click in cell # "B13", which is the first line item starting with the column "Section"
1.9 | Right-click and select "Paste"
1.10 | If a needed line item is not on the City Item Code list
| 1.10.1 | Add additional line items to the ENGINEERS ESTIMATE as needed
| 1.10.2 | Enter the appropriate Section, Item Description, Qty, and Unit Price
| 1.10.3 | In the "City Item Code" column, leave it blank
1.11 | For each line item, enter a "Unit Price"
1.12 | Enter a "Contingency" amount in cell "F9"
1.13 | Enter formulas in the "Amount" column calculate "Qty" multiplied by "Unit Price" correctly
An "EXAMPLE ENGINEERS ESTIMATE" is provided only as a guide.
At 70% Design Completion, PM submit to Contracts Section for review:
70% Plans
At 95% Design Completion, PM submit to Contracts Section for review:
Engineers Estimate
95% Plans
Special Provisions
Contracts Section will provide 95% review comments to the Project Manager
After resolving 95% comments, PM submit to Contracts for FINAL SIGN-OFF:
Updated Engineers Estimate
Plans for Final Sign-Off
Updated Special Provisions
Contracts Section will review to ensure its comments at 95% were resolved.
After comments are resolved, Contracts Section will return signed coversheet to PM.
After final sign-off, PM submit to Contracts for 100% Bid Phase to begin:
Final Engineers Estimate
Final 100% Plans
Final Special Provisions
Contracts Section will provide a Bid Phase Schedule to the PM.

## City Item Codes
Last revised 09-24-2024
Section | City Item Code | Item Description | Quantity | Unit
104 | 10104.005 | Extra Work |  | EA
SP | 81471.000 | Incentive Allowance |  | LS
SP | 80304.000 | Contract Mobilization |  | LS
SP | 80305.000 | Daily Mobilization |  | EA
SP | 81043.000 | Mobilization |  | EA
800 | 10800.000 | Mobilization |  | LS
SP | 81112.000 | Daily Operations (STW Maintenance ONLY) |  | LS
SP | 81467.000 | Structure Assessment Report |  | EA
SP | 81983.000 | Foundation Protection - Collectives |  | LS
SP | 81985.000 | Foundation Protection (Active Shoring) |  | SF
SP | 81727.000 | Generic Structures Item - Asbestos Assessment |  | LS
SP | 81167.000 | Project Sign |  | EA
SP | 80028.000 | Field Office |  | MO
SP | 80000.000 | Comprehensive Grading |  | LS
SP | 81795.000 | Allowance for Irrigation |  | ALLW
SP | 80136.000 | Rock Removal |  | CY
200 | 10200.000 | Supplementary Clearing and Grubbing |  | AC
205 | 10205.000 | Sealing Abandoned Wells |  | EA
225 | 10225.000 | Unclassified Excavation |  | CY
SP | 81584.000 | Roadway Excavation |  | CY
226 | 10226.101 | Undercut Excavation |  | CY
226 | 10226.001 | Grading |  | LS
SP | 80285.000 | Borrow Excavation |  | CY
230 | 10230.000 | Borrow Excavation |  | CY
235 | 10235.000 | Embankments |  | CY
SP | 81439.000 | Embankment Settlement Gauges |  | EA
240 | 10240.000 | Drainage Ditch Excavation |  | CY
SP | 81196.000 | Excavate, Stockpile, and Transport of Non-hazardous Contaiminated Soil |  | TN
SP | 81024.000 | Removal and Treatment/Disposal of Non-Hazardous Contaminated Groundwater |  | GN
SP | 81197.000 | Compliance w/ NPDES Permit for Contaminated Ground Water |  | LS
SP | 80289.000 | Ditch Excavation |  | CY
240 | 10240.051 | Berm Ditch Construction |  | LF
250 | 10250.000 | Removal of Existing Asphalt Pavement |  | SY
250 | 10250.051 | Removal of Existing Concrete Pavement |  | SY
SP | 80252.000 | Removal of Existing Pavement, Drives & Sidewalks |  | SY
SP | 80253.000 | Removal of Existing Curb & Gutter |  | LF
SP | 81592.000 | Removal, Resetting and Retaining of Granite Curb |  | LF
SP | 81599.000 | Remove and Reset Brick Pavers |  | SY
SP | 81597.000 | Remove, Retain or Reset Bollards |  | EA
SP | 80242.000 | Wall Removal |  | CY
SP | 80293.000 | Structure Removal |  | EA
SP | 81483.000 | Structure Removal |  | CY
SP | 81589.000 | Removal and Disposal of Existing Pole Foundations |  | LF
SP | 80000.051 | Excavation for pipe Collars, 0' to 5' Depth |  | EA
SP | 80000.052 | Excavation for pipe Collars (Excavation greater than 5' but less than 10') |  | EA
SP | 80000.053 | Excavation for pipe Collars (Excavation 10' and greater) |  | EA
SP | 80000.401 | Excavation for Pipe Installation (Excavation greater than 5' but less than 10') |  | LF
SP | 80000.402 | Excavation for Pipe Installation (Excavation 10' and greater) |  | LF
SP | 80315.000 | Hauling Material to a Sanitary Landfill |  | TN
SP | 80295.000 | Disposal of Discarded Tires |  | EA
SP | 80296.000 | Disposal of Discarded Tires (over 16") |  | EA
SP | 80297.000 | Dismounting Tires from Rims |  | EA
260 | 10260.000 | Proof Rolling |  | HR
SP | 80135.000 | Select Material |  | TN
265 | 10265.000 | Select Granular Material |  | CY
270 | 10270.000 | Geotextile for Soil Stabilization |  | SY
275 | 10275.000 | Rock Plating |  | SY
300 | 10300.000 | Foundation Conditioning Material, Minor Structures |  | TN
300 | 10300.100 | Foundation Conditioning Geotextile |  | SY
SP | 81436.000 | Biaxial Geogrid |  | SY
SP | 82009.000 | Injection Grouting for Soil Stabilization |  | GN
SP | 82007.000 | Injection Grouting of Pipes |  | GN
SP | 82008.000 | Injection Grouting of Structures |  | GN
SP | 81434.000 | Lift/Weep Hole Repair |  | EA
SP | 81349.000 | Cured In Place Pipe Liner (CIPP), 15" |  | LF
SP | 81350.000 | Cured In Place Pipe Liner (CIPP), 18" |  | LF
SP | 81345.000 | Cured In Place Pipe Liner (CIPP), 24" |  | LF
SP | 81497.000 | Cured In Place Pipe Liner (CIPP), 30" |  | LF
SP | 81351.000 | Cured In Place Pipe Liner (CIPP), 36" |  | LF
SP | 81455.000 | Cured In Place Pipe Liner (CIPP), 42" |  | LF
SP | 81484.000 | Cured In Place Pipe Liner (CIPP), 48" |  | LF
SP | 81612.000 | Cured In Place Pipe Liner (CIPP), 54" |  | LF
SP | 81676.000 | Cured In Place Pipe Liner (CIPP), 60" |  | LF
SP | 81982.000 | Cured In Place Pipe Liner (CIPP), 66" |  | LF
SP | 81810.000 | 42-inch Centrifugally Cast Pipe Liner (CCPL) |  | LF
SP | 81811.000 | 48-inch Centrifugally Cast Pipe Liner (CCPL) |  | LF
SP | 81812.000 | 54-inch Centrifugally Cast Pipe Liner (CCPL) |  | LF
SP | 81813.000 | 60-inch Centrifugally Cast Pipe Liner (CCPL) |  | LF
SP | 81814.000 | 72-inch Centrifugally Cast Pipe Liner (CCPL) |  | LF
SP | 81815.000 | Invert Mortar Repair |  | CY
SP | 81912.000 | Concrete Invert Liner 157"x101" |  | LF
SP | 81048.000 | 12” Ductile Iron Pipe Culvert |  | LF
310 | 10310.000 | 12" R.C. Pipe Culverts, Class III |  | LF
310 | 10310.003 | 15" R.C. Pipe Culverts, Class III |  | LF
310 | 10310.006 | 18" R.C. Pipe Culverts, Class III |  | LF
310 | 10310.009 | 24" R.C. Pipe Culverts, Class III |  | LF
310 | 10310.012 | 30" R.C. Pipe Culverts, Class III |  | LF
310 | 10310.015 | 36" R.C. Pipe Culverts, Class III |  | LF
310 | 10310.018 | 42" R.C. Pipe Culverts, Class III |  | LF
310 | 10310.021 | 48" R.C. Pipe Culverts, Class III |  | LF
310 | 10310.024 | 54" R.C. Pipe Culverts, Class III |  | LF
310 | 10310.027 | 60" R.C. Pipe Culverts, Class III |  | LF
310 | 10310.030 | 66" R.C. Pipe Culverts, Class III |  | LF
310 | 10310.033 | 72" R.C. Pipe Culverts, Class III |  | LF
310 | 10310.036 | 78" R.C. Pipe Culverts, Class III |  | LF
310 | 10310.039 | 84" R.C. Pipe Culverts, Class III |  | LF
310 | 10310.110 | 108" R.C. Pipe Culverts, Class III |  | LF
SP | 81939.000 | 15" R.C. Pipe Culverts, Class III, Single Offset Joint - Profile Rubber Gasket |  | LF
SP | 81940.000 | 18" R.C. Pipe Culverts, Class III, Single Offset Joint - Profile Rubber Gasket |  | LF
SP | 82005.000 | 24" R.C. Pipe Culverts, Class III, Single Offset Joint - Profile Rubber Gasket |  | LF
SP | 82053.000 | 30" R.C. Pipe Culverts, Class III, Single Offset Joint - Profile Rubber Gasket |  | LF
SP | 82006.000 | 36" R.C. Pipe Culverts, Class IV, Single Offset Joint - Profile Rubber Gasket |  | LF
SP | 82054.000 | 42" R.C. Pipe Culverts, Class III, Single Offset Joint - Profile Rubber Gasket |  | LF
SP | 82056.000 | 48" R.C. Pipe Culverts, Class III, Single Offset Joint - Profile Rubber Gasket |  | LF
SP | 82055.000 | 54" R.C. Pipe Culverts, Class III, Single Offset Joint - Profile Rubber Gasket |  | LF
SP | 82057.000 | 60" R.C. Pipe Culverts, Class III, Single Offset Joint - Profile Rubber Gasket |  | LF
SP | 82058.000 | 66" R.C. Pipe Culverts, Class III, Single Offset Joint - Profile Rubber Gasket |  | LF
SP | 82059.000 | 72" R.C. Pipe Culverts, Class III, Single Offset Joint - Profile Rubber Gasket |  | LF
SP | 81937.000 | 15" R.C. Pipe Culverts, Class III, Confined O-Ring Gasket |  | LF
310 | 10310.075 | 18" R.C. Pipe Culverts, Class III, Confined O-Ring Gasket |  | LF
310 | 10310.076 | 24" R.C. Pipe Culverts, Class III, Confined O-Ring Gasket |  | LF
SP | 81212.000 | 30" R.C. Pipe Culverts, Class III, Confined O-Ring Gasket |  | LF
310 | 10310.100 | 42" R.C. Pipe Culverts, Class III, Confined O-Ring Gasket |  | LF
SP | 81117.000 | 54" R.C. Pipe Culverts, Class III, Confined O-Ring Gasket |  | LF
SP | 81825.000 | 84" R.C. Pipe Culverts, Class III, Confined O-Ring Gasket |  | LF
310 | 10310.001 | 12" R.C. Pipe Culverts, Class IV |  | LF
310 | 10310.004 | 15" R.C. Pipe Culverts, Class IV |  | LF
310 | 10310.007 | 18" R.C. Pipe Culverts, Class IV |  | LF
310 | 10310.010 | 24" R.C. Pipe Culverts, Class IV |  | LF
310 | 10310.013 | 30" R.C. Pipe Culverts, Class IV |  | LF
310 | 10310.016 | 36" R.C. Pipe Culverts, Class IV |  | LF
310 | 10310.019 | 42" R.C. Pipe Culverts, Class IV |  | LF
310 | 10310.022 | 48" R.C. Pipe Culverts, Class IV |  | LF
310 | 10310.025 | 54" R.C. Pipe Culverts, Class IV |  | LF
310 | 10310.028 | 60" R.C. Pipe Culverts, Class IV |  | LF
310 | 10310.031 | 66" R.C. Pipe Culverts, Class IV |  | LF
310 | 10310.034 | 72" R.C. Pipe Culverts, Class IV |  | LF
310 | 10310.037 | 78" R.C. Pipe Culverts, Class IV |  | LF
310 | 10310.040 | 84" R.C. Pipe Culverts, Class IV |  | LF
310 | 10310.103 | 18" R.C. Pipe Culverts, Class IV, Confined O-Ring Gasket |  | LF
SP | 82026.000 | 24" R.C. Pipe Culverts, Class IV, Confined O-Ring Gasket |  | LF
310 | 10310.002 | 12" R.C. Pipe Culverts, Class V |  | LF
310 | 10310.005 | 15" R.C. Pipe Culverts, Class V |  | LF
310 | 10310.008 | 18" R.C. Pipe Culverts, Class V |  | LF
310 | 10310.011 | 24" R.C. Pipe Culverts, Class V |  | LF
310 | 10310.014 | 30" R.C. Pipe Culverts, Class V |  | LF
310 | 10310.017 | 36" R.C. Pipe Culverts, Class V |  | LF
310 | 10310.020 | 42" R.C. Pipe Culverts, Class V |  | LF
310 | 10310.023 | 48" R.C. Pipe Culverts, Class V |  | LF
310 | 10310.026 | 54" R.C. Pipe Culverts, Class V |  | LF
310 | 10310.029 | 60" R.C. Pipe Culverts, Class V |  | LF
310 | 10310.032 | 66" R.C. Pipe Culverts, Class V |  | LF
310 | 10310.035 | 72" R.C. Pipe Culverts, Class V |  | LF
310 | 10310.038 | 78" R.C. Pipe Culverts, Class V |  | LF
310 | 10310.041 | 84" R.C. Pipe Culverts, Class V |  | LF
310 | 10310.094 | 90" R.C. Pipe Culverts, Class V |  | LF
SP | 81697.000 | 78" R.C. Pipe Culvert, Class V, Confined O-Ring Gasket |  | LF
SP | 81698.000 | 84" R.C. Pipe Culvert, Class V, Confined O-Ring Gasket |  | LF
SP | 81699.000 | 90" R.C. Pipe Culvert, Class V, Confined O-Ring Gasket |  | LF
310 | 10310.055 | 54" R.C. Pipe Bend, Class III |  | EA
SP | 81706.000 | 48" R.C. Pipe Culvert Bend, Class V, Confined O-Ring Gasket |  | EA
SP | 81700.000 | 78" R.C. Pipe Culvert Bend, Class V, Confined O-Ring Gasket |  | EA
SP | 81701.000 | 84" R.C. Pipe Culvert Bend, Class V, Confined O-Ring Gasket |  | EA
SP | 81694.000 | 78" x 48" R.C. Pipe Culvert Eccentric Tees |  | EA
SP | 81692.000 | 84" x 48" R.C. Pipe Culvert Eccentric Tees |  | EA
SP | 81173.000 | 90" x 48" R.C. Pipe Culvert Eccentric Tees |  | EA
SP | 81381.000 | Partial Pipe Section, 18" |  | LF
SP | 81382.000 | Partial Pipe Section, 24" |  | LF
SP | 81383.000 | Partial Pipe Section, 30" |  | LF
SP | 81384.000 | Partial Pipe Section, 36" |  | LF
SP | 81385.000 | Partial Pipe Section, 42" |  | LF
SP | 81389.000 | Partial Pipe Section, 48" |  | LF
SP | 81386.000 | Partial Pipe Section, 54" |  | LF
SP | 81387.000 | Partial Pipe Section, 60" |  | LF
310 | 10310.109 | 14" x 23" R.C. Pipe Culverts, Elliptical, Class III |  | LF
310 | 10310.086 | 19" x 30" R.C. Pipe Culverts, Elliptical, Class III |  | LF
310 | 10310.067 | 22" x 34" R.C. Pipe Culverts, Elliptical, Class III |  | LF
310 | 10310.068 | 24" x 38" R.C. Pipe Culverts, Elliptical, Class III |  | LF
310 | 10310.082 | 29" x 45" R.C. Pipe Culverts, Elliptical, Class III |  | LF
310 | 10310.077 | 34" x 53" R.C. Pipe Culverts, Elliptical, Class III |  | LF
310 | 10310.069 | 38" x 60" R.C. Pipe Culverts, Elliptical, Class III |  | LF
310 | 10310.093 | 48" x 76" R.C. Pipe Culverts, Elliptical, Class III |  | LF
310 | 10310.066 | 12" x 18" R.C. Pipe Culverts, Elliptical, Class IV |  | LF
310 | 10310.071 | 14" x 23" R.C. Pipe Culverts, Elliptical, Class IV |  | LF
310 | 10310.065 | 19" x 30" R.C. Pipe Culverts, Elliptical, Class IV |  | LF
310 | 10310.083 | 24" x 38" R.C. Pipe Culverts, Elliptical, Class IV |  | LF
310 | 10310.072 | 29" x 45" R.C. Pipe Culverts, Elliptical, Class IV |  | LF
310 | 10310.073 | 34" x 53" R.C. Pipe Culverts, Elliptical, Class IV |  | LF
310 | 10310.099 | 38" x 60" R.C. Pipe Culverts, Elliptical, Class IV |  | LF
SP | 81217.000 | 43" x 68" R.C. Pipe Culverts, Elliptical, Class IV |  | LF
310 | 10310.541 | 15" Pipe End Section |  | EA
310 | 10310.542 | 18" Pipe End Section |  | EA
310 | 10310.543 | 24" Pipe End Section |  | EA
310 | 10310.544 | 30" Pipe End Section |  | EA
310 | 10310.545 | 36" Pipe End Section |  | EA
310 | 10310.546 | 42" Pipe End Section |  | EA
310 | 10310.547 | 48" Pipe End Section |  | EA
310 | 10310.548 | 54" Pipe End Section |  | EA
310 | 10310.549 | 60" Pipe End Section |  | EA
310 | 10310.550 | 72" Pipe End Section |  | EA
310 | 10310.078 | 15" R.C. Flared End Section (CLDS 20.22) |  | EA
310 | 10310.079 | 18" R.C. Flared End Section (CLDS 20.22) |  | EA
310 | 10310.080 | 24" R.C. Flared End Section (CLDS 20.22) |  | EA
310 | 10310.081 | 30" R.C. Flared End Section (CLDS 20.22) |  | EA
310 | 10310.091 | 36" R.C. Flared End Section (CLDS 20.22) |  | EA
310 | 10310.085 | 42" R.C. Flared End Section (CLDS 20.22) |  | EA
310 | 10310.096 | 54" R.C. Flared End Section (CLDS 20.22) |  | EA
310 | 10310.106 | 19" x 30" R.C. Flared End Section, Elliptical (CLDS 20.22) |  | EA
310 | 10310.095 | 22" x 34" R.C. Flared End Section, Elliptical (CLDS 20.22) |  | EA
SP | 81567.000 | 2' x 1' Precast R.C. Box Culvert |  | LF
SP | 81200.000 | 2' x 5' Precast R.C. Box Culvert |  | LF
SP | 81364.000 | 3' x 2' Precast R.C. Box Culvert |  | LF
SP | 81889.000 | 3' x 6' Precast R.C. Box Culvert |  | LF
SP | 81890.000 | 3' x 7' Precast R.C. Box Culvert |  | LF
SP | 81366.000 | 4' x 2' Precast R.C. Box Culvert |  | LF
SP | 81082.000 | 4' x 3' Precast R.C. Box Culvert |  | LF
SP | 81847.000 | 4' x 5' Precast R.C. Box Culvert |  | LF
SP | 81403.000 | 5' x 3' Precast R.C. Box Culvert |  | LF
SP | 81702.000 | 5' x 3.5' Precast R.C. Box Culvert |  | LF
SP | 81378.000 | 5' x 4' Precast R.C. Box Culvert |  | LF
SP | 81638.000 | 5' x 5' Precast R.C. Box Culvert |  | LF
SP | 81663.000 | 8' x 5' Precast R.C. Three Sided Culvert |  | LF
SP | 81662.000 | 6' x 2' Precast R.C. Box Culvert |  | LF
SP | 81216.000 | 6' x 3' Precast R.C. Box Culvert |  | LF
SP | 81303.000 | 6' x 3' Precast R.C. Box Culvert, Class IV |  | LF
SP | 81215.000 | 6' x 4' Precast R.C. Box Culvert |  | LF
SP | 81600.000 | 6' x 5' Precast R.C. Box Culvert |  | LF
SP | 81516.000 | 6' x 6' Precast R.C. Box Culvert |  | LF
SP | 81517.000 | 6' X 7' Precast R.C. Box Culvert |  | LF
SP | 81665.000 | 6' X 8' Precast R.C. Box Culvert |  | LF
SP | 81920.000 | 7' x 3' Precast R.C. Box Culvert |  | LF
SP | 81206.000 | 7' x 4' Precast R.C. Box Culvert |  | LF
SP | 81360.000 | 7' x 5' Precast R.C. Box Culvert |  | LF
SP | 81304.000 | 7' x 6' Precast R.C. Box Culvert |  | LF
SP | 81361.000 | 7' x 7' Precast R.C. Box Culvert |  | LF
SP | 81538.000 | 7' X 8' Precast R.C. Box Culvert |  | LF
SP | 81642.000 | 8' x 3' Precast R.C. Box Culvert |  | LF
SP | 80161.005 | 8' x 4' Precast R.C. Box Culvert |  | LF
SP | 81390.000 | 8' x 5' Precast R.C. Box Culvert |  | LF
SP | 81177.000 | 8' x 6' Precast R.C. Box Culvert |  | LF
SP | 81309.000 | 8' x 6' Precast R.C. Double Box Culvert, Class IV |  | LF
SP | 81305.000 | 8' x 7' Precast R.C. Box Culvert |  | LF
SP | 81362.000 | 8' x 8' Precast R.C. Box Culvert |  | LF
SP | 81505.000 | 9' X 4' Precast R.C. Box Culvert |  | LF
SP | 81081.000 | 9' x 5' Precast R.C. Box Culvert |  | LF
SP | 81176.000 | 9' x 6' Precast R.C. Box Culvert |  | LF
SP | 81080.000 | 9' x 7' Precast R.C. Box Culvert |  | LF
SP | 81363.000 | 9' x 7' Precast R.C. Box Culvert, Jack and Tunnel |  | LF
SP | 81518.000 | 9' x 8' Precast R.C. Box Culvert |  | LF
SP | 81166.000 | 9' x 9' Precast R.C. Box Culvert |  | LF
SP | 82039.000 | 10' x 1.5' Precast R.C. Box Culvert |  | LF
SP | 81650.000 | 10' x 4' Precast R.C. Box Culvert |  | LF
SP | 81367.000 | 10' x 5' Precast R.C. Box Culvert |  | LF
SP | 81905.000 | 10' x 5.5' Precast R.C. Box Culvert |  | LF
SP | 81175.000 | 10' x 6' Precast R.C. Box Culvert |  | LF
SP | 81033.000 | 10' x 7' Precast R.C. Box Culvert |  | LF
SP | 81520.000 | 10' x 8' Precast R.C. Box Culvert |  | LF
SP | 81537.000 | 10' x 9' Precast R.C. Box Culvert |  | LF
SP | 81981.000 | 10' x 10' Precast R.C. Box Culvert |  | LF
SP | 81123.000 | 11' x 7' Precast R.C. Box Culvert |  | LF
SP | 81124.000 | 11' x 8' Precast R.C. Box Culvert |  | LF
SP | 81125.000 | 11' x 9' Precast R.C. Box Culvert |  | LF
SP | 81126.000 | 11' x 10' Precast R.C. Box Culvert |  | LF
SP | 81083.000 | 12' x 3.5' Precast R.C. Box Culvert |  | LF
SP | 82045.000 | 12' x 4' Precast R.C. Box Culvert |  | LF
SP | 81580.000 | 12' x 5' Precast R.C. Box Culvert |  | LF
SP | 81306.000 | 12' x 6' Precast R.C. Box Culvert |  | LF
SP | 81891.000 | 12' x 7' Precast R.C. 3-Sided Arched Culvert |  | LF
SP | 81519.000 | 12' x 8' Precast R.C. Box Culvert |  | LF
SP | 81521.000 | 12' x 8' Precast R.C. Box Culvert, Jack and Tunnel |  | LF
SP | 81127.000 | 12' x 9' Precast R.C. Box Culvert |  | LF
SP | 81850.000 | 12' x 10' Precast R.C. Box Culvert |  | LF
SP | 81621.000 | 13' x 4' Precast R.C. Box Culvert |  | LF
SP | 81622.000 | 13' x 5' Precast R.C. Box Culvert |  | LF
SP | 81678.000 | 13' x 6' Precast R.C. Box Culvert |  | LF
SP | 81926.000 | 14' x 3' Precast R.C. Box Culvert |  | LF
SP | 81842.000 | 14' x 6' Precast R.C. Box Culvert |  | LF
SP | 81128.000 | 14' x 7' Precast R.C. Box Culvert |  | LF
SP | 81368.000 | 18' x 7' Precast R.C. Box Culvert |  | LF
SP | 81486.000 | 18.5' x 4' Precast R.C. Box Culvert |  | LF
SP | 81892.000 | 20' x 8' Precast R.C. 3-Sided Arched Culvert |  | LF
310 | 10310.056 | 60" R.C. Manhole Tee, Class III |  | EA
310 | 10310.057 | 60" R.C. Pipe Tee, Class III |  | EA
310 | 10310.089 | 72" Precast Manhole Tee |  | EA
310 | 10310.088 | 72" R.C. Pipe Elbows, Class III |  | EA
310 | 10310.090 | 72" x 72" x 15" R.C. Pipe Tees, Class III |  | EA
SP | 81172.000 | 90" R.C. Pipe Culvert Bend, Class V |  | EA
SP | 81703.000 | 5' x 3.5' Precast R.C. Box Culvert Bend |  | EA
SP | 81570.000 | 5' x 4' Precast R.C. Box Culvert Bend |  | EA
SP | 81639.000 | 5' x 5' Precast R.C. Box Culvert Bend |  | EA
SP | 81746.000 | 6' x 2' Precast R.C. Box Culvert Bend |  | EA
SP | 81680.000 | 6' x 3' Precast R.C. Box Culvert Bend |  | EA
SP | 81651.000 | 6' x 4' Precast R.C. Box Culvert Bend |  | EA
SP | 81601.000 | 6' x 5' Precast R.C. Box Culvert Bend |  | EA
SP | 81534.000 | 6' x 6' Precast R.C. Box Culvert Bend |  | EA
SP | 81666.000 | 6' x 7' Precast R.C. Box Culvert Bend |  | EA
SP | 81667.000 | 6' x 8' Precast R.C. Box Culvert Bend |  | EA
SP | 81646.000 | 7' x 4' Precast R.C. Box Culvert Bend |  | EA
SP | 81369.000 | 7' x 5' Precast R.C. Box Culvert Bend |  | EA
SP | 81670.000 | 7' x 6' Precast R.C. Box Culvert Bend |  | EA
SP | 81643.000 | 8' x 3' Precast R.C. Box Culvert Bend |  | EA
SP | 81644.000 | 8' x 4' Precast R.C. Box Culvert Bend |  | EA
SP | 81877.000 | 8' x 7' Precast R.C. Box Culvert Bend |  | EA
SP | 81879.000 | 9' x 7' Precast R.C. Box Culvert Bend |  | EA
SP | 81652.000 | 10' x 5' Precast R.C. Box Culvert Bend |  | EA
SP | 81641.000 | 10' x 6' Precast R.C. Box Culvert Bend |  | EA
SP | 81851.000 | 10' x 8' Precast R.C. Box Culvert Bend |  | EA
SP | 81640.000 | 12' x 6' Precast R.C. Box Culvert Bend |  | EA
SP | 81645.000 | 12' x 8' Precast R.C. Box Culvert Bend |  | EA
SP | 81852.000 | 12' x 9' Precast R.C. Box Culvert Bend |  | EA
SP | 81853.000 | 12' x 10' Precast R.C. Box Culvert Bend |  | EA
SP | 81623.000 | 13' x 4' Precast R.C. Box Culvert Bend |  | EA
SP | 81624.000 | 13' x 5' Precast R.C. Box Culvert Bend |  | EA
SP | 81841.000 | 14' x 6' Precast R.C. Box Culvert Bend |  | EA
SP | 81274.000 | 9' x 6' by 8' x 6' Precast R.C. Box Culvert Transition Connection |  | EA
SP | 81275.000 | 9' x 6' Precast R.C. Box Culvert Connection |  | EA
SP | 81625.000 | 13' x 5' to 13' x 4' Precast R.C. Box Culvert Transition |  | EA
SP | 81561.000 | Culvert Trench Shoring |  | SF
SP | 81530.000 | Concrete Sills |  | CY
SP | 81531.000 | Native Fill Material |  | CY
310 | 10310.050 | 8" HDPE Pipe Culverts |  | LF
310 | 10310.059 | 12" HDPE Pipe Culverts |  | LF
310 | 10310.060 | 15" HDPE Pipe Culverts |  | LF
310 | 10310.108 | 18" HDPE Pipe Culverts |  | LF
310 | 10310.184 | 15" Aluminized Corrugated Steel Pipe Culverts, 14 Gage |  | LF
310 | 10310.185 | 18" Aluminized Corrugated Steel Pipe Culverts, 14 Gage |  | LF
310 | 10310.186 | 24" Aluminized Corrugated Steel Pipe Culverts, 14 Gage |  | LF
310 | 10310.187 | 30" Aluminized Corrugated Steel Pipe Culverts, 14 Gage |  | LF
310 | 10310.188 | 36" Aluminized Corrugated Steel Pipe Culverts, 14 Gage |  | LF
310 | 10310.189 | 42" Aluminized Corrugated Steel Pipe Culverts, 14 Gage |  | LF
310 | 10310.190 | 48" Aluminized Corrugated Steel Pipe Culverts, 14 Gage |  | LF
310 | 10310.074 | 84" Corrugated Metal Pipe (CMP) |  | LF
310 | 10310.097 | 15" C.S. Pipe Elbows |  | EA
310 | 10310.098 | 30" C.S. Pipe Elbows |  | EA
SP | 81545.000 | Annular Grout |  | CY
SP | 80000.061 | Polyethylene Pipe, 15" dia |  | LF
SP | 80000.062 | Polyethylene Pipe, 18" dia |  | LF
SP | 80000.063 | Polyethylene Pipe, 24" dia |  | LF
SP | 80000.064 | Polyethylene Pipe, 30" dia |  | LF
SP | 80000.065 | Polyethylene Pipe, 36" dia |  | LF
SP | 80000.066 | Polyethylene Pipe, 42" dia |  | LF
SP | 80000.067 | Polyethylene Pipe, 48" dia |  | LF
SP | 81244.000 | Bore and Jack 36" Welded Steel Pipe, 0.562" Thick |  | LF
SP | 81011.000 | Bore and Jack 54" Welded Steel Pipe |  | LF
SP | 81086.000 | Bore and Jack 60" Welded Steel Pipe |  | LF
SP | 81085.000 | Bore and Jack 72" Welded Steel Pipe |  | LF
340 | 10340.000 | Pipe Removal |  | LF
SP | 81546.000 | Pipe Removal |  | LF
350 | 10350.000 | Pipe Cleanout |  | EA
SP | 82033.000 | Subdrain Cleanout |  | EA
SP | 81977.000 | Pipe Cleaning - Off Street Heavy (15"-24") |  | LF
SP | 81978.000 | Pipe Cleaning - Off Street Heavy (30"-36") |  | LF
SP | 81979.000 | Pipe Cleaning - Off Street Heavy (42"-48") |  | LF
SP | 81971.000 | Pipe Cleaning - Off Street Light (15"-24") |  | LF
SP | 81972.000 | Pipe Cleaning - Off Street Light (30"-36") |  | LF
SP | 81973.000 | Pipe Cleaning - Off Street Light (42"-48") |  | LF
SP | 81974.000 | Pipe Cleaning - On Street Heavy (15"-24") |  | LF
SP | 81975.000 | Pipe Cleaning - On Street Heavy (30"-36") |  | LF
SP | 81976.000 | Pipe Cleaning - On Street Heavy (42"-48") |  | LF
SP | 81968.000 | Pipe Cleaning - On Street Light (15"-24") |  | LF
SP | 81969.000 | Pipe Cleaning - On Street Light (30"-36") |  | LF
SP | 81970.000 | Pipe Cleaning - On Street Light (42"-48") |  | LF
SP | 81965.000 | Culvert Cleaning |  | CY
SP | 81966.000 | Structure Cleaning |  | CY
400 | 10400.000 | Construction, Maintenance, and Removal of Temporary Structure |  | LS
402 | 10402.000 | Removal of Existing Structure |  | LS
410 | 10410.000 | Foundation Excavation |  | CY
410 | 10410.051 | Foundation Excavation for Bent |  | LS
410 | 10410.101 | Foundation Excavation for End Bent |  | LS
411 | 10411.001 | 3'-6" Ø Drilled Piers Not in Soil |  | LF
411 | 10411.000 | 3'-6" Ø Drilled Piers in Soil |  | LF
411 | 10411.006 | Permanent Steel Casing For 3'-6" Ø Drilled Piers |  | LF
411 | 10411.004 | 4'-0" Ø Drilled Piers in Soil |  | LF
411 | 10411.005 | 4'-0" Ø Drilled Piers Not in Soil |  | LF
SP | 81987.000 | 9 5/8" Dia. Micropiles |  | EA
SP | 81988.000 | Demonstration Micropiles |  | EA
SP | 81990.000 | Micropile Proof Tests |  | EA
SP | 81989.000 | Micropile Verification Tests |  | EA
411 | 10411.007 | SID Inspections |  | EA
411 | 10411.008 | SPT Testing |  | EA
411 | 10411.002 | CSL Testing |  | EA
412 | 10412.000 | Unclassified Structure Excavation |  | CY
414 | 10414.000 | Culvert Excavation |  | LS
414 | 10414.051 | Foundation Conditioning Material, Box Culvert |  | TN
416 | 10416.000 | Channel Excavation |  | CY
420 | 10420.000 | Class A Concrete |  | CY
420 | 10420.001 | Class AA Concrete |  | CY
420 | 10420.051 | Grooving Bridge Floors |  | SF
420 | 10420.151 | Reinforced Concrete Deck Slab (Sand Lightweight Concrete) |  | SF
420 | 10420.101 | Reinforced Concrete Deck Slab |  | SF
SP | 81547.000 | Waterstop, Strip Applied |  | LF
SP | 81871.000 | Abutment Walls |  | CY
422 | 10422.000 | Bridge Approach Slabs |  | LS
SP | 81869.000 | Bridge Approach Fills (All Types) |  | LS
425 | 10425.051 | Epoxy Coated Reinforcing Steel |  | LB
425 | 10425.151 | Epoxy Coated Spiral Column Reinforcing Steel |  | LB
425 | 10425.000 | Reinforcing Steel |  | LB
425 | 10425.101 | Spiral Column Reinforcing Steel |  | LB
SP | 81675.000 | Brick Column |  | CY
430 | 10430.151 | Concrete Box Beams |  | LF
430 | 10430.201 | Elastomeric Bearings |  | LS
SPS | 52000.000 | Foam Joint Seals |  | LS
SP | 81445.000 | Foam Joint Seals |  | LS
430 | 10430.002 | 3'-0" x 1'-9" Prestressed Concrete Cored Slabs |  | LF
430 | 10430.001 | 3'-0" x 2'-0" Prestressed Concrete Cored Slabs |  | LF
430 | 10430.003 | Modified 72" Prestressed Concrete Girders |  | LF
SP | 81457.000 | Cored Slab Pedestrian Bridge Structures |  | LS
SP | 81282.000 | Pre-Cast Concrete Cap |  | SF
SP | 81819.000 | Architectural Concrete Surface Treatment |  | SF
SP | 81691.000 | Pedestrian Bridge, Timber |  | SF
SP | 82011.000 | Timber Boardwalks |  | LS
440 | 10440.000 | Steel Structures |  | LB
442 | 10442.000 | Painting of Structural Steel |  | LS
442 | 10442.051 | Pollution Control |  | LS
450 | 10450.001 | PDA Testing |  | EA
450 | 10450.301 | Pile Redrives |  | EA
450 | 10450.251 | Pipe Pile Plates |  | EA
450 | 10450.201 | Steel Pile Points |  | EA
450 | 10450.000 | Treated Timber Piles |  | LF
450 | 10450.002 | Pile Excavation in Soil |  | LF
450 | 10450.003 | Pile Excavation Not in Soil |  | LF
450 | 10450.004 | HP 12x53 Steel Piles |  | LF
450 | 10450.006 | HP 10x42 Steel Piles |  | LF
450 | 10450.007 | HP 14x73 Steel Piles |  | LF
450 | 10450.005 | Pile Driving Equipment for HP 12x53 Steel Piles |  | EA
450 | 10450.008 | Pile Driving Equipment Set Up for HP 14x73 Steel Piles |  | EA
SP | 81839.000 | Soldier Pile Retaining Wall |  | SF
452 | 10452.000 | PZ27 Steel Sheet Pile Retaining Wall |  | SF
453 | 10453.000 | Wall, Gravity Retaining |  | SF
SP | 81446.000 | Concrete Parapet with Moment Slab |  | LF
460 | 10460.003 | 1'-2" x 2'-6" Concrete Parapet |  | LF
460 | 10460.002 | 1'-4" x 2'-6" Concrete Parapet and End Post |  | LF
SP | 81463.000 | MSE Wall |  | SF
SP | 81006.000 | Wall, Precast Modular Block Retaining |  | SF
SP | 80320.000 | Wall, Modular Concrete Retaining |  | SF
SP | 81294.000 | Wall, Gravity Retaining (Cast in Place) |  | CY
SP | 81169.000 | Wall, Precast Concrete Retaining |  | CY
SP | 81290.000 | Wall, Reinforced CMU and Brick Masonry Retaining |  | SF
454 | 10454.000 | Segmental Gravity Retaining Walls |  | SF
SP | 81766.000 | Precast Gravity Retaining Walls |  | SF
SP | 81132.000 | Wall, Brick Gravity |  | SF
SP | 81319.000 | Brick or Block Wall |  | SY
SP | 81579.000 | Dry Stack Boulder Wall |  | SF
SPS | 52001.000 | MSE Walls with Architectural Treatment |  | SF
460 | 10460.001 | Two Bar Metal Rail |  | LF
460 | 10460.101 | Concrete Barrier Rail |  | LF
SP | 81867.000 | Type C411 Texas Classic Concrete Barrier |  | LF
460 | 10460.151 | Concrete Median Barrier |  | LF
462 | 10462.000 | 4" Slope Protection |  | SY
462 | 10462.001 | 6" Slope Protection |  | SY
SP | 82031.000 | Reinforced Soil Slopes |  | SY
SP | 82024.000 | Temporary Active Shoring |  | SF
500 | 10500.001 | Fine Grading |  | SY
501 | 10501.051 | Lime for Lime-Treated Soil |  | TN
501 | 10501.000 | Lime-Treated Soil |  | SY
505 | 10505.000 | Class IV Subgrade Stabilization |  | TN
505 | 10505.001 | Shallow Undercut |  | CY
510 | 10510.000 | Stabilizer Aggregate |  | TN
520 | 10520.000 | Aggregate Base Course |  | TN
530 | 10530.101 | Reconditioning, Soil Type Base Course |  | 1K SY
535 | 10535.000 | Conditioning Existing Base |  | 1K SY
540 | 10540.000 | Aggregate for Cement Treated Base Course |  | TN
540 | 10540.051 | Portland Cement for Cement-Treated Base Course |  | TN
542 | 10542.051 | Portland Cement for Soil-Cement Base |  | TN
542 | 10542.000 | Soil-Cement Base |  | SY
543 | 10543.000 | Asphalt Curing Seal |  | GN
545 | 10545.000 | Incidental Stone Base |  | TN
SP | 81056.000 | Reclaim Pavement and Base to Compacted Depth of 7” |  | SY
SP | 81057.000 | Reclaim Pavement and Base to Compacted Depth of 8” |  | SY
SP | 81136.000 | Portland Cement for Reclaimed Base (extra depth) |  | TN
SP | 81757.000 | Full Depth Reclamation(Includes Cement/Lime) 8" Depth |  | SY
SP | 81758.000 | Full Depth Reclamation(Includes Cement/Lime) 11" Depth |  | SY
SP | 81900.000 | Full Depth Reclamation(Includes Cement/Lime) 12" Depth |  | SY
600 | 10600.000 | Prime Coat |  | GN
607 | 10607.101 | Incidental Milling |  | SY
607 | 10607.001 | Milling Asphalt Pavement, greater than 3" Depth |  | SY
607 | 10607.059 | Milling Asphalt Pavement, 0.0" to 3.0" |  | SY
607 | 10607.004 | Milling Asphalt Pavement, 2.0" |  | SY
SP | 80250.000 | Milling Portland Concrete Up to 3.5" Depth |  | SY
SP | 80326.000 | Road Hump Removal |  | SY
SP | 80215.000 | Road Hump, Asphalt |  | LF
SP | 80337.000 | Geocomposite Paving Membrane |  | SF
610 | 10610.000 | Asphalt Concrete Base Course, Type B 25.0B |  | TN
610 | 10610.051 | Asphalt Concrete Base Course, Type B 25.0C |  | TN
610 | 10610.101 | Asphalt Concrete Base Course, Type B 37.5C |  | TN
610 | 10610.151 | Asphalt Concrete Intermediate Course, Type I 19.0B |  | TN
610 | 10610.201 | Asphalt Concrete Intermediate Course, Type I 19.0C |  | TN
610 | 10610.251 | Asphalt Concrete Intermediate Course, Type I 19.0D |  | TN
610 | 10610.401 | Asphalt Concrete Surface Course, Type S 9.5B |  | TN
610 | 10610.451 | Asphalt Concrete Surface Course, Type S 9.5C |  | TN
610 | 10610.501 | Asphalt Concrete Surface Course, Type S 9.5D |  | TN
610 | 10610.551 | Asphalt Concrete Surface Course, Type S 12.5C |  | TN
610 | 10610.601 | Asphalt Concrete Surface Course, Type S 12.5D |  | TN
620 | 10620.000 | Asphalt Binder for Plant Mix |  | TN
SP | 81115.000 | Asphalt Plant Mix, Pavement Repair |  | TN
654 | 10654.000 | Asphalt Plant Mix, Pavement Repair |  | TN
657 | 10657.000 | Sealing Existing Pavement Cracks and Joints |  | LB
660 | 10660.101 | Asphalt Surface Treatment, Mat and Seal |  | SY
660 | 10660.000 | Asphalt Surface Treatment, Mat Coat, No. 5 Stone |  | SY
660 | 10660.001 | Asphalt Surface Treatment, Mat Coat, No. 67 Stone |  | SY
660 | 10660.003 | Asphalt Surface Treatment, Mat Coat, No. Light Weight Stone |  | SY
660 | 10660.002 | Asphalt Surface Treatment, Mat Coat, No.78M Stone |  | SY
660 | 10660.052 | Asphalt Surface Treatment, Split Seal |  | SY
660 | 10660.051 | Asphalt Surface Treatment, Straight Seal |  | SY
660 | 10660.053 | Asphalt Surface Treatment, Triple Seal |  | SY
663 | 10663.051 | Emulsified Asphalt Rejuvenating Agent |  | GN
663 | 10663.101 | Hot Mix Asphalt Admixture |  | TN
665 | 10665.000 | Milled Rumble Strips (Asphalt Cement Concrete) |  | LF
SP | 80002.000 | Speed Table |  | EA
SP | 81023.000 | Concrete Speed Bump |  | CY
710 | 10710.103 | 4" Portland Cement Concrete Pavement, Miscellaneous (without Dowels) |  | SY
710 | 10710.104 | 6" Portland Cement Concrete Pavement, Miscellaneous (without Dowels) |  | SY
710 | 10710.003 | 6" Portland Cement Concrete Pavement, (with Dowels) |  | SY
710 | 10710.001 | 7" Portland Cement Concrete Pavement, Miscellaneous (without Dowels) |  | SY
710 | 10710.101 | 8" Portland Cement Concrete Pavement, Miscellaneous (without Dowels) |  | SY
710 | 10710.051 | 8" Portland Cement Concrete Pavement, (with Dowels) |  | SY
710 | 10710.002 | 9" Portland Cement Concrete Pavement, Miscellaneous (without Dowels) |  | SY
SP | 81840.000 | 6" Concrete Greenway (Fiber Reinforced) |  | SY
710 | 10710.151 | Surface Testing Concrete Pavement |  | LS
801 | 10801.000 | Construction Surveying |  | LS
801 | 10801.051 | Supplemental Field Surveying |  | HR
806 | 10806.001 | Right of Way Markers |  | EA
815 | 10815.251 | Concrete Pad for Subdrain Pipe Outlet |  | EA
SP | 81458.000 | Median Subdrain System |  | LF
815 | 10815.007 | Subdrain Coarse Aggregate |  | CY
815 | 10815.006 | Geotextile for Subsurface Drain |  | SY
815 | 10815.005 | 4" Perforated Subdrain Pipe |  | LF
SP | 81353.000 | 6" Perforated Subdrain Pipe w/ Stone & Filter Fabric (CLDS 40.08A,B,C) |  | LF
SP | 80319.000 | 4" Subsurface Drainage System |  | LF
SP | 81109.000 | 6" Subsurface Drainage System |  | LF
SP | 81906.000 | 10" Subsurface Drainage System |  | LF
816 | 10816.151 | Concrete Pad for Shoulder Drain Pipe Outlet |  | EA
816 | 10816.000 | Shoulder Drain |  | LF
SP | 81354.000 | 6" Subdrain Outlet Pipe |  | LF
816 | 10816.001 | 4" Outlet Pipe For Shoulder Drains |  | LF
818 | 10818.000 | Blotting Sand |  | TN
820 | 10820.000 | Metal Funnels |  | EA
820 | 10820.001 | 15" Funnel Drain Pipe |  | LF
820 | 10820.002 | 15" Funnel Drain Pipe Elbows |  | EA
828 | 10828.000 | Temporary Steel Plate Covers for Masonry Drainage Structures |  | EA
SP | 81110.000 | Temporary Steel Plate Covers |  | SF
838 | 10838.000 | Endwalls |  | CY
838 | 10838.051 | Endwalls, Reinforced |  | CY
SP | 82040.000 | Non-Standard Culvert Foundation |  | CY
SP | 81116.000 | Non-Standard Endwall |  | CY
SP | 81370.000 | Concrete Stamping, Endwall |  | SF
SP | 81499.000 | End Wall Refacing |  | SF
840 | 10840.022 | Masonry Drainage Structures |  | EA
840 | 10840.101 | Masonry Drainage Structures |  | LF
840 | 10840.151 | Masonry Drainage Structures |  | CY
840 | 10840.049 | Masonry Drainage Structures, CLDS 20.03 |  | CY
840 | 10840.046 | Masonry Drainage Structures, CLDS 20.03 |  | VF
840 | 10840.007 | Masonry Drainage Structures, CLDS 20.03 |  | EA
SP | 80317.000 | Non-Standard Drainage Structure |  | CY
SP | 82013.000 | 5’ DIAMETER HYDRODYNAMIC SEDIMENT SEPARATOR |  | EA
SP | 82014.000 | 8’ DIAMETER HYDRODYNAMIC SEDIMENT SEPARATOR |  | EA
840 | 10840.075 | Reset Existing Frame and Grates (All Types) |  | EA
SP | 81751.000 | Reset Existing Frame and Grates (All Types) |  | EA
840 | 10840.355 | Frame with Grate (all types) |  | EA
840 | 10840.053 | Manhole Frame and Cover, NCDOT Std 840.54 |  | EA
840 | 10840.024 | Anchorage for Frames, Brick or Concrete, NCDOT |  | EA
SP | 81400.000 | Driveway Trench Drain |  | LF
SP | 80094.000 | Flowable Fill (Excavatable) |  | CY
SP | 81498.000 | Flowable Fill (Non Excavatable) |  | CY
840 | 10840.201 | Pipe Collars |  | CY
840 | 10840.251 | Pipe Plugs |  | CY
SP | 80290.000 | Pipe Tie-In |  | EA
SP | 80003.000 | Curb, Asphalt |  | LF
846 | 10846.051 | 1' 6" Concrete Curb and Gutter |  | LF
846 | 10846.101 | 2' 0" Concrete Curb and Gutter CLDS 10.17A |  | LF
846 | 10846.054 | 2' 0" Concrete Valley Gutter, CLDS 10.17B |  | LF
846 | 10846.052 | 2' 6" Concrete Curb and Gutter |  | LF
SP | 81450.000 | 1'-6" Median Curb and Gutter - CLDS 10.17B |  | LF
846 | 10846.011 | 1'-6" Median Curb and Gutter - CLDS 10.17B |  | LF
SP | 81347.000 | Curb and Sidewalk, 4' Monolithic |  | LF
SP | 81238.000 | Curb and Sidewalk, 5' Monolithic |  | LF
SP | 81199.000 | Curb and Sidewalk, 6' Monolithic |  | LF
846 | 10846.009 | 6” x 12” Concrete Curb |  | LF
846 | 10846.000 | 6" X 18" Concrete Curb |  | LF
SP | 81595.000 | 6" x 24" Vertical Curb |  | LF
846 | 10846.001 | 8” x 12” Concrete Curb |  | LF
846 | 10846.008 | 8" x 18" Concrete Curb |  | LF
SP | 81637.000 | 1' x 2.5' Vertical Curb with Rebar |  | LF
SP | 81525.000 | Granite Curb Reset |  | LF
846 | 10846.201 | Concrete Expressway Gutter |  | LF
846 | 10846.151 | Shoulder Berm Gutter |  | LF
SP | 80026.000 | Steps, Concrete |  | CY
SP | 82050.000 | Concrete Bicycle Ramps |  | SY
848 | 10848.000 | 4" Concrete Sidewalk or pad |  | SY
848 | 10848.001 | 6" Concrete Sidewalk or Pad |  | SY
848 | 10848.018 | 8" Concrete Sidewalk or Pad |  | SY
SP | 80004.000 | Sidewalk, Asphalt |  | SY
SP | 81301.000 | Brick Driveway Pavers |  | SF
SP | 81598.000 | Brick Pavers |  | SY
SP | 81951.000 | 4" Concrete (Fiber Reinforced) |  | SY
SP | 80084.000 | 4" Reinforced Concrete Sidewalk |  | SY
SP | 80078.000 | 6" Reinforced Concrete Sidewalk |  | SY
SP | 81846.000 | 8" Reinforced Concrete Sidewalk |  | SY
SP | 81875.000 | 10" Reinforced Concrete Sidewalk |  | SY
SP | 81903.000 | 4” Concrete Multi-Use Path (MUP) |  | SY
SP | 81855.000 | 6” Concrete Shared-Use Path (SUP) |  | SY
SP | 81291.000 | Raised Sidewalk with Footing |  | SY
SP | 81687.000 | Metal Flume, Sidewalk |  | EA
SP | 81168.000 | Interlocking Concrete Pavers |  | SF
SP | 81000.000 | Checker Block Pavers for Fire Truck Crossing |  | SY
SP | 81555.000 | Bus Stop Waiting Pad |  | EA
SP | 81556.000 | Bus Stop Waiting Pad with Box Shelter |  | EA
SP | 81267.000 | 6" Concrete Truck Apron |  | SY
SP | 81899.000 | 8" Concrete Truck Apron |  | SY
SP | 81914.000 | 12" Concrete Truck Apron |  | SY
848 | 10848.051 | 6" Concrete Driveways |  | SY
848 | 10848.052 | 8" Concrete Driveways |  | SY
848 | 10848.008 | 7" Concrete Driveway |  | SY
848 | 10848.053 | 10" Concrete Driveways |  | SY
848 | 10848.054 | 12" Concrete Driveways |  | SY
848 | 10848.101 | Concrete Wheelchair/Accessible Ramps |  | EA
SP | 81008.000 | Brick Wheelchair Ramps |  | SF
SP | 80218.000 | 6" Concrete Wheelchair Ramps |  | SY
848 | 10848.002 | Truncated Dome Mats, CLDS 10.35B |  | EA
SP | 81240.000 | Truncated Domes on new pads or sidewalk |  | EA
SP | 81062.000 | Pedestrian Refuge Island (Pass-Thru) |  | SY
SP | 81064.000 | Stamped Concrete Medians |  | SY
SP | 81514.000 | Stamped and Colored Concrete Median |  | SY
SP | 80012.000 | Crosswalk, Stamped Concrete |  | SY
SP | 80012.021 | Crosswalk, Stamped Asphalt |  | SY
SP | 81695.000 | 6" Reinforced Stamped Colored Concrete Pavement |  | SY
SP | 81933.000 | 7" Reinforced Stamped Colored Concrete Pavement |  | SY
SP | 80013.000 | Wheelstops Concrete |  | EA
SP | 80013.021 | Wheelstops Wood |  | EA
SP | 81047.000 | Brick Truncated Domes, Wheelchair Ramp |  | EA
SP | 81130.000 | Raised Grass Median Pedestrian Crossing |  | SY
848 | 10848.014 | 4" Concrete Flume |  | SY
850 | 10850.000 | Concrete Paved Ditch, 4" |  | SY
852 | 10852.000 | 4" Concrete Island Cover |  | SY
852 | 10852.003 | 6" Concrete Island Cover |  | SY
852 | 10852.001 | 5" Monolithic Concrete Islands |  | SY
852 | 10852.005 | 8" Monolithic Concrete Islands |  | SY
852 | 10852.004 | Concrete Transitional Section for Catch Basin |  | EA
SP | 81442.000 | Concrete Transitional Section for Catch Basin |  | EA
854 | 10854.101 | Concrete Barrier Transition Section |  | EA
857 | 10857.000 | Precast Reinforced Concrete Barrier, Single Faced |  | LF
858 | 10858.000 | Adjustment of Catch Basins |  | EA
858 | 10858.051 | Adjustment of Drop Inlets |  | EA
858 | 10858.101 | Adjustment of Manholes |  | EA
859 | 10859.000 | Convert Existing Catch Basin to Junction Box |  | EA
859 | 10859.051 | Convert Existing Catch Basin to Drop Inlet |  | EA
859 | 10859.004 | Convert Existing Junction Box to Catch Basin |  | EA
859 | 10859.101 | Convert Existing Drop Inlet to Junction Box |  | EA
859 | 10859.002 | Convert Existing Catch Basin to Junction Box with manhole |  | EA
859 | 10859.001 | Convert CB to Offset CB |  | EA
859 | 10859.003 | Convert Existing Catch Basin to MH |  | EA
862 | 10862.000 | Steel Beam Guardrail |  | LF
SP | 81268.000 | Barricades (Dead-end Street) |  | LF
862 | 10862.201 | 20" Tubular Triple Corrugated Steel Beam Guardrail |  | LF
862 | 10862.701 | Additional Guardrail Posts |  | EA
862 | 10862.501 | Steel Beam Guardrail Terminal Section |  | EA
862 | 10862.101 | Steel Beam Guardrail, Double Faced |  | LF
862 | 10862.051 | Steel Beam Guardrail, Shop Curved |  | LF
862 | 10862.251 | Temporary Steel Beam Guardrail |  | LF
862 | 10862.451 | Temporary Steel Beam Guardrail Terminal Sections |  | EA
862 | 10862.351 | Temporary Steel Beam Guardrail, Double Faced |  | LF
862 | 10862.301 | Temporary Steel Beam Guardrail, Shop Curved |  | LF
862 | 10862.151 | Triple Corrugated Steel Beam Guardrail |  | LF
862 | 10862.551 | Triple Corrugated Steel Beam Guardrail Terminal Sections |  | EA
862 | 10862.651 | W-TR Steel Beam Guardrail Transitions Sections |  | EA
SP | 82023.000 | Guardrail Anchor Units (All Types) |  | EA
862 | 10862.601 | Guardrail Anchor Units, Type CAT-1 |  | EA
862 | 10862.003 | Guardrail Anchor Units, Type AT-1 |  | EA
SP | 81722.000 | Guardrail Anchor, Type 350 TL-2 |  | EA
862 | 10862.001 | Guardrail Anchor Units, Type 350, TL-2 |  | EA
862 | 10862.002 | Guardrail Anchor Units, Type III |  | EA
SP | 81843.000 | Guardrail End Units, Type TL-3 |  | EA
SP | 81721.000 | Impact Attenuator Unit, Type 350 TL-2 |  | EA
863 | 10863.000 | Remove Existing Guardrail |  | LF
864 | 10864.000 | Remove and Reset Existing Guardrail |  | LF
864 | 10864.051 | Remove and Reset Existing Guiderail |  | LF
869 | 10869.000 | Relapping Guardrail |  | LF
865 | 10865.000 | Cable Guiderail |  | LF
865 | 10865.101 | Cable Guiderail Anchor Unit |  | EA
865 | 10865.051 | Double Faced Cable Guiderail |  | LF
SP | 81822.000 | Fence, 3' Chain Link |  | LF
SP | 81823.000 | Fence, 3' Chain Link (Gate) |  | EA
SP | 81883.000 | Fence, 3.5' Chain Link |  | LF
SP | 80199.001 | Fence, 4' Chain Link |  | LF
SP | 80199.002 | Fence, 4' Chain Link (Gates) |  | EA
SP | 81355.000 | Fence, 4' Chain Link Double Gate |  | EA
SP | 80199.003 | Fence, 5' Chain Link |  | LF
SP | 80199.004 | Fence, 5' Chain Link (Gates) |  | EA
SP | 81092.000 | Fence, 5' Chain Link w/ Vinyl Coating |  | LF
SP | 81984.000 | Fence, 5' Chain Link w/ Barbed Wire |  | LF
SP | 81356.000 | Fence, 5' Chain Link Double Gate |  | EA
SP | 81017.000 | Fence, 6' Chain Link |  | LF
SP | 81111.000 | Fence, 6' Chain Link, Gate |  | EA
SP | 81357.000 | Fence, 6' Chain Link Double Gate |  | EA
SP | 81269.000 | Fence, 6' Chain Link w/ Razor Wire |  | LF
SP | 81718.000 | Fence, 6' Chain Link w/ Barbed Wire |  | LF
SP | 81748.000 | Fence, 6' Chain Link Double Gate w/ Barbed Wire |  | EA
SP | 81018.000 | Fence, 6' Chain Link w/ Vinyl Coating |  | LF
SP | 81681.000 | Fence, 6' Chain Link w/ Vinyl Coating (Gate) |  | EA
SP | 81884.000 | Fence, 6' Chain Link w/ Vinyl Coating (Double Gate) |  | EA
SP | 81186.000 | Fence, 6' Chain Link, Portable |  | LF
SP | 81094.000 | Fence, 7' Chain Link |  | LF
SP | 81156.000 | Fence, 7' Chain Link, Portable with 3 Strand Barbed Wire |  | LF
SP | 81096.000 | Fence, 8' Chain Link |  | LF
SP | 81019.000 | Fence, 8' Chain Link w/ Barbed Wire |  | LF
SP | 81034.000 | Fence, 3' Split Rail |  | LF
SP | 81313.000 | Fence, 3.5' Split Rail |  | LF
SP | 80203.003 | Fence, 4' Split Rail (2-Rail) |  | LF
SP | 80203.004 | Fence, 4' Split Rail (3-Rail) |  | LF
SP | 80203.002 | Fence, 4' Split Rail (Gates) |  | EA
SP | 81885.000 | Fence, 5' Split Rail (2-Rail) |  | LF
SP | 81881.000 | Fence, Vinyl 4' Split Rail (2-Rail) |  | LF
SP | 81750.000 | 2" x 2" Wire Fabric for Split Rail Fence |  | LF
SP | 80314.000 | 2" x 4" Wire Fabric for Split Rail Fence |  | LF
SP | 81036.000 | 3-Foot Combination Wood Split Rail Fence and Wire Fence |  | LF
SP | 81358.000 | Fence, 5' Woven Wire with Wooden Posts |  | LF
866 | 10866.023 | Woven Wire Fence (All Types) |  | LF
866 | 10866.016 | Woven Wire with Posts (Temporary) |  | LF
866 | 10866.024 | __" Timber Fence Posts, ___' Long |  | EA
SP | 81035.000 | Fence, Combination Wood Split Rail and Wire |  | LF
SP | 81480.000 | Wood Split Rail Fence with Wire Mesh |  | LF
SP | 81904.000 | Fence, 4' Wood Privacy |  | LF
SP | 81679.000 | Fence, 5' Wood Privacy |  | LF
SP | 81091.000 | Fence, 6' Wood Privacy |  | LF
SP | 81114.000 | Fence, 6' Wood Privacy (Gate) |  | EA
SP | 81316.000 | Fence, 7' Wood Privacy |  | LF
SP | 81927.000 | Fence, 7' Wood Privacy (Gate) |  | EA
SP | 81526.000 | Fence, 8' Wood Privacy |  | LF
SP | 81527.000 | Fence, 10' Wood Privacy |  | LF
SP | 81314.000 | Fence, 3.5' Metal |  | LF
SP | 81948.000 | Fence, 4' Metal |  | LF
SP | 81949.000 | Fence, 4' Metal (Gate) |  | EA
SP | 81901.000 | Fence, 4.5' Metal |  | LF
SP | 81902.000 | Fence, 4.5' Metal (Gate) |  | EA
SP | 81928.000 | Fence, 6' Metal |  | LF
SP | 81929.000 | Fence, 6' Metal (Gate) |  | EA
SP | 81315.000 | Fence, 4' Wrought Iron |  | LF
SP | 81404.000 | Fence, 3' Picket |  | LF
SP | 81489.000 | Fence, 3.5' Picket |  | LF
SP | 81490.000 | Fence, 5' Picket |  | LF
SP | 81037.000 | Fence, 4' Picket |  | LF
SP | 81918.000 | Fence, 3' Vinyl Privacy |  | LF
SP | 81931.000 | Fence, 4' Vinyl Privacy |  | LF
SP | 81932.000 | Fence, 4' Vinyl Privacy (Gate) |  | EA
SP | 81674.000 | Fence, 5' Vinyl Privacy |  | LF
SP | 81632.000 | Fence, 6' Vinyl Privacy |  | LF
SP | 81633.000 | Fence, 6' Vinyl Privacy (Gate) |  | LF
SP | 81102.000 | Fence, Temporary 4' pet containment |  | LF
SP | 81549.000 | Fence, Temporary 5' pet containment |  | LF
SP | 81025.000 | Fence, Temporary 6' pet containment |  | LF
SP | 81550.000 | Fence, Temporary 8' pet containment |  | LF
SP | 81297.000 | Fence, 3' Two-rail Aluminum |  | LF
SP | 81298.000 | Fence, 4' Two-rail Aluminum |  | LF
SP | 81878.000 | Fence, 4' Black Aluminum, Gate |  | EA
SP | 81299.000 | Fence, 5' Two-rail Aluminum |  | LF
SP | 81593.000 | Fence Relocation and Reset |  | LF
867 | 10867.007 | Fence Reset (All Types) |  | LF
867 | 10867.001 | Chain link Fence Reset / Relocate |  | LF
867 | 10867.000 | Wooden Fence Reset / Relocate |  | LF
SP | 81806.000 | Fence Removal |  | LF
SP | 81271.000 | Remove and Reset Existing Gate |  | EA
SP | 81807.000 | Gate Removal |  | EA
SP | 81719.000 | Temporary 6' Chain Link Fence w/ Barbed Wire |  | LF
SP | 81020.000 | Temporary 8' Chain Link Fence w/ Barbed Wire |  | LF
SP | 81459.000 | Temporary 8' Chain Link Fence |  | LF
866 | 10866.022 | Metal Gate Posts for 60" Chain Link Fence |  | EA
866 | 10866.020 | Metal Line Posts for 60" Chain Link Fence |  | EA
866 | 10866.021 | Metal Terminal Posts for 60" Chain Link Fence |  | EA
866 | 10866.009 | Double Gate, 6' High, 18' Wide, Opening |  | EA
866 | 10866.019 | 3 Strand Barbed Wire Fence with Posts |  | LF
866 | 10866.017 | 5 Strand Barbed Wire Fence with Posts |  | LF
SP | 81451.000 | Concertina Wire - Temporary and Permanent Installation |  | LF
866 | 10866.501 | Additional Barbed Wire |  | LF
867 | 10867.002 | 72" Stockade Type Fence Reset |  | LF
SP | 81293.000 | Reset 72” Chain Link Fence w/ Barbarb & Razorwire |  | LF
SP | 81582.000 | Gate (Sliding Cantilever) |  | EA
SP | 80010.000 | Safety Rail, Metal CLDS 50.04 |  | LF
SP | 81108.000 | Decorative Metal Handrail |  | LS
SP | 81604.000 | Handrails |  | LF
SP | 81492.000 | Safety Fence |  | LF
866 | 10866.018 | Single Gates - For Existing Barbed Wire Fence |  | EA
SP | 80006.021 | Bollards, wood |  | EA
SP | 80006.000 | Bollards, pipe |  | EA
SP | 81491.000 | Bollards w/ Chain Fence |  | LF
876 | 10876.004 | Riprap (Class A, Class B, Class I & Class II) |  | TN
876 | 10876.002 | Riprap, Class 1 |  | TN
876 | 10876.003 | Riprap, Class 2 |  | TN
876 | 10876.000 | Riprap, Class A |  | TN
876 | 10876.001 | Riprap, Class B |  | TN
SP | 80020.000 | Gabion Baskets |  | CY
SP | 81208.000 | Reno Mattresses |  | CY
SP | 81377.000 | Grouted Rip Rap Stabilization |  | CY
876 | 10876.503 | Geotextile for Drainage |  | SY
SP | 81261.000 | Geotextile Fabric for Filter Basin |  | SY
SP | 81558.000 | Geotextile for Soil Separation |  | SY
903 | 10903.000 | Ground Mounted Sign Supports (2lb Steel U-channel) |  | EA
903 | 10903.151 | Supports, 2-lb (3 kg) Steel U-Channel |  | EA
903 | 10903.101 | Supports, 3-lb (4.5 kg) Steel U-Channel |  | LF
903 | 10903.003 | Supports, Barrier (Small) |  | EA
903 | 10903.002 | Supports, Steel Square Tube |  | LF
902 | 10902.000 | Reinforced Concrete Sign Foundations |  | CY
902 | 10902.001 | Plain Concrete Sign Foundations |  | CY
901 | 10901.005 | Contractor Furnished, Type D Sign |  | SF
901 | 10901.006 | Contractor Furnished, Type E Sign |  | SF
901 | 10901.004 | Contractor Furnished, Type F Sign |  | SF
904 | 10904.003 | Sign Erection, Type D |  | EA
904 | 10904.101 | Sign Erection, Type E |  | EA
904 | 10904.001 | Sign Erection, Type F |  | EA
904 | 10904.000 | Sign Erection, Type ____ Ground Mounted |  | EA
904 | 10904.005 | Sign Erection, Relocate Type ____(Ground Mounted) |  | EA
907 | 10907.000 | Disposal of Sign System, U-Channel |  | EA
907 | 10907.002 | Disposal of Support, U-Channel |  | EA
907 | 10907.001 | Disposal of Support, Wood |  | EA
SP | 80001.000 | Traffic Control |  | LS
1110 | 11110.051 | Work Zones Signs (Barricade Mounted) |  | SF
1110 | 11110.101 | Work Zones Signs (Portable) |  | SF
1110 | 11110.000 | Work Zones Signs (Stationary) |  | SF
1115 | 11115.000 | Flashing Arrow Board |  | EA
1120 | 11120.000 | Portable Changeable Message Sign |  | EA
1120 | 11120.051 | Portable Changeable Message Sign (Short Term) |  | DY
1130 | 11130.000 | Drums |  | EA
1135 | 11135.000 | Cones |  | EA
1145 | 11145.000 | Barricades (Type III) |  | LF
1150 | 11150.000 | Flaggers Day |  | DY
1150 | 11150.051 | Flaggers Hour |  | HR
SP | 80011.000 | Police Officer, Off-duty |  | HR
SP | 80011.021 | Police Officer, Off-duty with car |  | HR
SP | 82021.000 | Railroad Flagging Operations |  | DY
1160 | 11160.051 | Reset Temporary Crash Cushion |  | EA
1160 | 11160.000 | Temporary Crash Cushion |  | EA
1165 | 11165.000 | Truck Mounted Impact Attenuators (TMIA) |  | EA
SP | 80167.000 | Water Filled Barrier |  | LF
1170 | 11170.000 | Portable Concrete Barrier |  | LF
1170 | 11170.051 | Portable Concrete Barrier (Anchored) |  | LF
1170 | 11170.004 | Reset Portable Concrete Barrier |  | LF
1170 | 11170.151 | Remove and Reset Portable Concrete Barrier |  | LF
1170 | 11170.201 | Remove and reset portable concrete Barrier (Anchored) |  | LF
1170 | 11170.003 | Remove and Reset Water Filled Barrier |  | LF
1170 | 11170.001 | Reset Water Filled Barrier |  | LF
1170 | 11170.002 | Water Filled Barrier |  | LF
1180 | 11180.000 | Skinny Drum |  | EA
SP | 81447.000 | Traffic Control Gate |  | EA
SP | 81596.000 | Traffic Separator |  | LF
1205 | 11205.511 | Curing Compound Removal, Lines |  | LF
1205 | 11205.541 | Curing Compound Removal, Symbols & Characters |  | EA
1205 | 11205.010 | Paint Pavement Marking Lines, 4" |  | LF
1205 | 11205.001 | Paint Pavement Marking Lines, 6" |  | LF
1205 | 11205.002 | Paint Pavement Marking Lines, 8" |  | LF
1205 | 11205.018 | Paint Pavement Marking Lines, 12" |  | LF
1205 | 11205.020 | Paint Pavement Marking Lines, 24" |  | LF
1205 | 11205.301 | Paint Pavement Marking Characters |  | EA
1205 | 11205.151 | Paint Pavement Marking Symbols |  | EA
1205 | 11205.361 | Polyurea Pavement Marking Characters |  | EA
1205 | 11205.211 | Polyurea Pavement Marking Symbols |  | EA
1205 | 11205.074 | Polyurea Pavement Marking Lines, 3" |  | LF
1205 | 11205.049 | Polyurea Pavement Marking Lines, 4" |  | LF
1205 | 11205.046 | Polyurea Pavement Marking Lines; 4", 120 mils |  | LF
1205 | 11205.047 | Polyurea Pavement Marking Lines; 6", 120 mils |  | LF
1205 | 11205.084 | Polyurea Pavement Marking Lines, 6", 20 mils |  | LF
1205 | 11205.053 | Polyurea Pavement Marking Lines, 8" |  | LF
1205 | 11205.081 | Polyurea Pavement Marking Lines; 10", 120 mils |  | LF
1205 | 11205.085 | Polyurea Pavement Marking Lines, 12", 20 mils |  | LF
1205 | 11205.057 | Polyurea Pavement Marking Lines, 24" |  | LF
1205 | 11205.007 | Cold Applied Plastic Pavement Marking Lines, Type 3 (6" Lines) |  | LF
1205 | 11205.090 | Cold Applied Plastic Pavement Marking Lines, Type 4 (6") |  | LF
1205 | 11205.009 | Cold Applied Plastic Pavement Marking Lines, Type 3 (8" Lines) |  | LF
1205 | 11205.086 | Cold Applied Plastic Pavement Marking Lines, Type 3 (12" Lines) |  | LF
1205 | 11205.077 | Cold Applied Plastic Pavement Marking Lines, Type 3 (24" Lines) |  | LF
1205 | 11205.241 | Cold-Applied Plastic Pavement Marking Symbols, Type 3 |  | EA
1205 | 11205.080 | Cold-Applied Plastic Pavement Marking, Green |  | SF
SP | 81460.000 | Thermoplastic Pavement Marking Lines, 4", Yellow, 90 mils, Lead-Free |  | LF
1205 | 11205.052 | Thermoplastic Pavement Marking Lines, 4", 90 mils |  | LF
SP | 81461.000 | Thermoplastic Pavement Marking Lines, 4", 120 mils, Lead-Free |  | LF
1205 | 11205.039 | Thermoplastic Pavement Marking Lines, 6", 90 mils |  | LF
1205 | 11205.043 | Thermoplastic Pavement Marking Lines, 6", 120 mils |  | LF
SP | 81462.000 | Thermoplastic Pavement Marking Lines, 8", 90 mils, Lead-Free |  | LF
1205 | 11205.026 | Thermoplastic Pavement Marking Lines, 8", 90 mils |  | LF
1205 | 11205.045 | Thermoplastic Pavement Marking Lines, 8", 120 mils |  | LF
1205 | 11205.036 | Thermoplastic Pavement Marking Lines, 12", 90 mils |  | LF
1205 | 11205.003 | Thermoplastic Pavement Marking Lines, 12", 120 mils |  | LF
1205 | 11205.082 | Thermoplastic Pavement Marking Lines, 24", 90 mils |  | LF
1205 | 11205.044 | Thermoplastic Pavement Marking Lines, 24", 120 mils |  | LF
1205 | 11205.181 | Thermoplastic Pavement Marking Symbols, 90 Mils |  | EA
1205 | 11205.182 | Thermoplastic Pavement Marking Symbols, 120 mils: |  | EA
SP | 81454.000 | Thermoplastic Pavement Marking Symbol (Bicycle w/ Green Background), 90 mils |  | EA
1205 | 11205.071 | Thermoplastic Pavement Crosswalk with High Visibility Markings |  | LF
SP | 81874.000 | Green Thermoplastic |  | SF
SP | 81876.000 | Eco-Counters |  | EA
1205 | 11205.073 | Pavement Markings, Markers and Delineation |  | LF
SP | 81560.000 | Pedestrian Crossing at Median |  | EA
1205 | 11205.070 | Install pavement marking symbols provided by owner |  | EA
1205 | 11205.451 | Removal of Pavement Marking Lines, 4" |  | LF
1205 | 11205.089 | Removal of Pavement Marking Lines, 8" |  | LF
1205 | 11205.481 | Removal of Pavement Marking Symbols & Characters |  | EA
1205 | 11205.011 | Remove Existing Pavement Markings by Sandblasting |  | LF
SP | 81067.000 | Inlaid Reflective Thermoplastic Asphalt |  | SF
1251 | 11251.051 | Permanent Raised Pavement Markers |  | EA
1251 | 11251.000 | Temporary Raised Pavement Markers |  | EA
SP | 81873.000 | Tactile Guide Strip |  | LF
1253 | 11253.000 | Snowplowable Pavement Marker |  | EA
1264 | 11264.201 | 7’ U-Channel Posts |  | EA
1264 | 11264.151 | Object Markers (End of Road) |  | EA
1264 | 11264.000 | Object Markers (Type 1) |  | EA
1264 | 11264.051 | Object Markers (Type 2) |  | EA
1264 | 11264.101 | Object Markers (Type 3) |  | EA
SP | 81554.000 | Reflective Bullnose Marker |  | EA
SP | 81548.000 | Reflective Paddles |  | EA
SP | 81849.000 | White Reflective Ceramic Channel Marker |  | EA
1267 | 11267.002 | Bike Lane Delineators |  | EA
1266 | 11266.000 | Tubular Markers (Fixed) |  | EA
1267 | 11267.001 | Yellow Reflective Paddle |  | EA
1267 | 11267.101 | Flexible Delineator (Crystal & Red) |  | EA
1267 | 11267.000 | Flexible Delineator (Crystal) |  | EA
1267 | 11267.151 | Flexible Delineator (Yellow & Red) |  | EA
1267 | 11267.051 | Flexible Delineator (Yellow) |  | EA
1401 | 11401.051 | Portable Drive Unit |  | EA
1402 | 11402.000 | High Mount Foundations |  | CY
1406 | 11406.000 | Twin Arm Luminaires |  | EA
1407 | 11407.001 | Electric Service Lateral |  | LF
1407 | 11407.000 | Electric Service Pole |  | EA
1408 | 11408.000 | Lighting Control Equipment |  | LS
1410 | 11410.000 | 1/2" Conduit, Schedule 80 |  | LF
1411 | 11411.000 | Electrical Junction Boxes |  | EA
SP | 81688.000 | Relocate Existing Electric Outlet |  | EA
1412 | 11412.001 | Underpass Lighting -Circuitry |  | LS
1412 | 11412.000 | Underpass Lighting- Luminaires |  | EA
1413 | 11413.000 | Portable Lighting |  | LS
SP | 81481.000 | Twin Arm Luminaires |  | LS
SP | 81170.000 | Erosion Control |  | LS
SP | 81210.000 | Access Road, Gravel |  | SY
1605 | 11605.000 | Temporary Silt Fence |  | LF
SP | 80255.000 | Haul Road Stabilization |  | SY
SP | 81262.000 | No. 57 Washed Stone for Sand Filters |  | TN
1607 | 11607.003 | Stone for Erosion Control, Class A |  | TN
1610 | 11610.000 | Stone for Erosion Control, Class B |  | TN
1615 | 11615.000 | Temporary Mulching |  | AC
1620 | 11620.051 | Fertilizer For Temporary Seeding |  | TN
1620 | 11620.000 | Seed For Temporary Seeding |  | LB
1622 | 11622.051 | Inlet Protection at Temporary Slope Drain |  | EA
1622 | 11622.000 | Temporary Slope Drains |  | LF
1630 | 11630.000 | Silt Excavation |  | CY
1631 | 11631.051 | Rolled Erosion Control Products |  | SY
1631 | 11631.001 | Matting for Erosion Control |  | SY
1632 | 11632.000 | 1/4" Hardware Cloth |  | LF
1637 | 11637.000 | 1-1/2" Skimmer |  | EA
SP | 80041.000 | Permanent Erosion Control Matting |  | SY
SP | 80042.000 | Coir Fiber Roll |  | LF
1640 | 11640.000 | Coir Fiber Baffle |  | LF
SP | 81263.000 | Sand Filter Media |  | CY
SP | 81844.000 | Erosion Control Wattles |  | LF
SP | 81854.000 | Erosion Control Wattle Barrier |  | LF
1642 | 11642.000 | Wattle Barrier |  | LF
SP | 81533.000 | Catch Basin Inlet Protection - Filter Bag |  | EA
SPSRW | 40189.000 | Rock Inlet Sediment Trap Type C |  | LF
SP | 81725.000 | Concrete Washout |  | EA
SPSRW | 40100.000 | Matting for Erosion Control (100% Synthetic Matting) |  | SY
SPSRW | 40178.000 | Erosion Control Matting - 100% Biodegradable Coconut w/ Organic Netting |  | SY
SPSRW | 40177.000 | Erosion Control Matting - 100% Biodegradable Straw/Coconut w/ Organic Netting |  | SY
SPSRW | 40179.000 | Erosion Control Matting - Coir Fiber 400 |  | SY
SPSRW | 40181.000 | Erosion Control Matting - Coir Fiber 900 |  | SY
SPSRW | 40180.000 | Erosion Control Matting - Coir Fiber700 |  | SY
SP | 81724.000 | Response for Erosion Control |  | EA
1675 | 11675.000 | Response for Erosion Control |  | EA
SP | 81723.000 | Polyacrylamide (Pam) |  | LB
1650 | 11650.000 | Wooded Area Cleanup |  | AC
SPL | 30000.107 | Tree Protection Fence |  | LF
SP | 81055.000 | Tree Protection Rock Chimney |  | EA
SP | 81107.000 | Root Excavation & Cutting |  | LF
SP | 80294.000 | Selective Undergrowth Removal |  | SY
SPL | 30235.000 | Bush Hogging |  | SY
1651 | 11651.000 | Selective Tree Removal, 6" |  | EA
1651 | 11651.051 | Selective Tree Removal, 10" |  | EA
1651 | 11651.101 | Selective Tree Removal, 15" |  | EA
1651 | 11651.151 | Selective Tree Removal, 18" |  | EA
SP | 80000.601 | Selective Tree Removal, 9" diameter |  | EA
SP | 80000.602 | Selective Tree Removal, 18" diameter |  | EA
SP | 80000.603 | Selective Tree Removal, 30" diameter |  | EA
SP | 81574.000 | Selective Tree Removal, Over 36 inch to 48 inch Diameter |  | EA
SP | 81575.000 | Selective Tree Removal, Over 48 inch Diameter |  | EA
SPL | 30158.000 | #SP2 Containerized Herbaceous |  | EA
SPL | 30159.000 | #SP4 Containerized Herbaceous |  | EA
SPL | 30234.000 | Live Stakes |  | EA
SPL | 30104.000 | Tree/Shrub - Bare Root |  | EA
SPL | 30105.000 | Tree/Shrub - #SP2 Containerized |  | EA
SPL | 30106.000 | Tree/Shrub - #SP4 Containerized |  | EA
SPL | 30107.000 | Tree/Shrub - #1 Containerized |  | EA
SPL | 30108.000 | Tree/Shrub - #3 Containerized |  | EA
SPL | 30156.000 | Tree/Shrub - #5 Containerized |  | EA
SPL | 30109.000 | Tree - 1-inch Caliper, #15 Containerized |  | EA
SPL | 30110.000 | Tree - 2-inch Caliper |  | EA
SPL | 30111.000 | Tree - 3-inch Caliper |  | EA
SPL | 30112.000 | Tree - Coniferous Evergreen, 6 to 7 Ft Ht |  | EA
SPL | 30113.000 | Tree - Coniferous Evergreen, 8 to 9 Ft Ht |  | EA
SPL | 30114.000 | Tree - Coniferous Evergreen, 10 to 12 Ft Ht, 3 inch Caliper |  | EA
SPL | 30117.000 | Seeding and Mulching |  | SY
1660 | 11660.000 | Seeding and Mulching |  | AC
1660 | 11660.001 | Seeding and Mulching |  | SY
SPL | 30100.000 | Riparian Seeding |  | AC
SPL | 30118.000 | Riparian Seeding |  | SY
SPL | 30236.000 | Hydraulic Erosion Control Stabilization |  | SY
1661 | 11661.051 | Fertilizer for Repair Seeding |  | TN
1661 | 11661.000 | Seed for Repair Seeding |  | LB
1662 | 11662.000 | Seed for Supplemental Seeding |  | LB
1667 | 11667.000 | Specialized Hand Mowing |  | MH
SPL | 30240.000 | Sodding |  | SY
SPL | 30002.000 | Planting Mix - New |  | CY
SP | 81072.000 | Planting Soil Mix |  | CY
SPL | 30103.000 | Topsoil |  | SY
SPL | 30115.000 | Double Hammered Hardwood Mulch |  | SY
SPL | 30116.000 | Pine Bark Mulch |  | SY
SP | 81583.000 | Mulch in Planting Areas |  | SY
SPL | 30157.000 | Pine Straw |  | SY
1705 | 11705.000 | Signal Cable (16 AWG - 4 Conductor) |  | LF
1705 | 11705.001 | Signal Cable (16 AWG - 7 Conductor) |  | LF
1710 | 11710.000 | Messenger Cable (3/8" Galvanized) |  | LF
1715 | 11715.011 | Directional Drill 1-1” |  | LF
1715 | 11715.012 | Directional Drill 1-2” |  | LF
1715 | 11715.002 | Directional Drill 1-3” |  | LF
1715 | 11715.009 | Directional Drill 2-2" |  | LF
1715 | 11715.010 | Directional Drill 3-2" |  | LF
1715 | 11715.016 | Directional Drill 4-2" |  | LF
1715 | 11715.013 | Directional Drill 6-2" |  | LF
1715 | 11715.014 | Directional Drill 8-2" |  | LF
1715 | 11715.003 | Unpaved Trenching (1-2" SCH80) |  | LF
1715 | 11715.004 | Unpaved Trenching (2-2" SCH80) |  | LF
1715 | 11715.005 | Unpaved Trenching (3-2" SCH80) |  | LF
1715 | 11715.006 | Unpaved Trenching (4-2" SCH80) |  | LF
1715 | 11715.007 | Unpaved Trenching (5-2" SCH80) |  | LF
1715 | 11715.008 | Unpaved Trenching (6-2" SCH80) |  | LF
1715 | 11715.015 | Paved Trenching (2-2" SCH80) |  | LF
SP | 81242.000 | Conduit, PVC, CDOT, 1", Schedule 80 |  | LF
SP | 80000.100 | Conduit, PVC, CDOT, 2", Schedule 80 |  | LF
SP | 81845.000 | Conduit, PVC, CDOT, 3", Schedule 80 |  | LF
SP | 81707.000 | Conduit, PVC, CDOT, 4”, Schedule 80 |  | LF
SP | 81962.000 | Conduit, PVC, Duke, 2", Schedule 80 |  | LF
SP | 81144.000 | Conduit, PVC, Duke, 3", Schedule 80 |  | LF
SP | 81713.000 | Conduit, PVC, Duke, 6", Schedule 80 |  | LF
SP | 81272.000 | Pull Box, Duke, (24" x 36" x 24") |  | EA
SP | 80131.000 | Pull Box, CDOT, (13" x 24" x 12") |  | EA
SP | 81097.000 | Pull Box, CDOT, (17" x 30" x 24") |  | EA
SP | 81095.000 | Pull Box, CDOT, (24" x 36" x 24") |  | EA
SP | 81833.000 | Adjustment Pull Box, CDOT, (13”x24”x12”) |  | EA
SP | 81834.000 | Adjustment Pull Box, CDOT, (17”x30”x24”) |  | EA
SP | 81835.000 | Adjustment Pull Box, CDOT, (24”x36”x24") |  | EA
SP | 81917.000 | Place New Conduit in Existing Pull Box |  | EA
SP | 82041.000 | Junction Box (13"x24"x12" PC, TRAFFIC SIGNAL logo) |  | EA
SP | 82042.000 | Junction Box (24"x36"x24" PC, TRAFFIC SIGNAL logo) |  | EA
SP | 81470.000 | Relocate CDOT Pull Box |  | EA
SP | 82051.000 | Junction Box (24"x36"x30" PC, CDOT FIBER OPTIC LOGO ) |  | EA
SP | 80133.000 | CDOT Pedestrian Signal Base |  | EA
SP | 81009.000 | CDOT Traffic Signal Cabinet Base |  | EA
SP | 80140.000 | Traffic Signal Cabinet Base |  | EA
SP | 82044.000 | Removal of Signal Equipment (All Component Types) |  | EA
1720 | 11720.001 | Wood Pole (40/5) |  | EA
1720 | 11720.002 | Pole Ground Assembly Unit |  | EA
1721 | 11721.001 | Guy Assembly |  | EA
1725 | 11725.002 | Inductive Loop Sawcut (Inductive Detection Loop) |  | LF
SP | 82052.000 | Type 1 Lead in Cable (two pair) Modified 1726 |  | LF
1745 | 11745.001 | Sign for signals |  | EA
SP | 81837.000 | LED Blankout Sign |  | EA
SP | 81783.000 | 10 foot Metal Base/Pole/Cap for Pedestrian Signal |  | EA
SP | 81782.000 | Concrete Foundation for 10 foot Metal Base/ Pole/Pedestrian Signal |  | EA
SP | 81781.000 | 15 foot Metal Base/Pole/Cap for Pedestrian Signal |  | EA
SP | 81780.000 | Concrete Foundation for 15 foot Metal Base/ Pole/Pedestrian Signal |  | EA
SP | 81980.000 | Supply/Install APS Pedestrian Pushbutton Detector |  | EA
SP | 81859.000 | Combination Meter Pedestal and Grounding Grid |  | EA
SP | 81916.000 | Controller Cabinet Installation and Activation (City supplied) |  | EA
SP | 81785.000 | Controller Cabinet on a Concrete Base with Grounding Grid |  | EA
SP | 81934.000 | Concrete Base for Controller Cabinet |  | EA
SP | 82049.000 | Solar Powered Rectangular Rapid Flashing Beacon |  | PR
SP | 81790.000 | Vehicle Signal Head (Polycarbonate, 12", 3-section HAWK) |  | EA
SP | 81767.000 | Vehicle Signal Head (Polycarbonate, 12", 3-section) |  | EA
SP | 81793.000 | Vehicle Signal Head (Polycarbonate, 12", 3-section) |  | EA
SP | 81768.000 | Vehicle Signal Head (Polycarbonate, 12", 4-section FYA) |  | EA
SP | 81792.000 | Vehicle Signal Head (Polycarbonate, 12", 4-section FYA) |  | EA
SP | 81791.000 | Vehicle Signal Head (Polycarbonate, 12", 5-section) |  | EA
SP | 82046.000 | Video Detection Camera and Comm Manager |  | EA
SP | 81778.000 | 3 Section 12" Signal Cover |  | EA
SP | 81777.000 | 4 Section 12" Signal Cover |  | EA
SP | 81776.000 | 5 Section 12" Signal Cover |  | EA
SP | 81775.000 | Pedestrian Signal Cover |  | EA
SP | 81786.000 | 16" Pedestrian Signal Head |  | EA
SP | 81770.000 | 6-Fiber Cable Stub |  | LF
SP | 81772.000 | Aerial Fiber Optic Cable (With Hardware, Max 24 Fibers) |  | LF
SP | 81779.000 | APS Pedestrian Pushbutton Detector & Sign (City Supplied) |  | EA
SP | 81773.000 | CAT6 Ethernet Cable for Observation Camera |  | LF
SP | 81784.000 | Combination Meter Can with Disconnect on Pedestal |  | EA
SP | 81771.000 | Fiber Optic Patch Panel |  | EA
SP | 81922.000 | Fiber Optic Power Level Test Assembly Unit |  | EA
SP | 81923.000 | Fiber Optic Splice Test Assembly Unit |  | EA
SP | 81921.000 | Fiber Optic Splicing Assembly Unit |  | EA
SP | 81769.000 | Underground Fiber Optic Cable ( Max 24 Fibers) |  | LF
SP | 81774.000 | Install Observation Camera (City Supplied) |  | EA
SP | 81788.000 | Riser Assembly (2" Sch. 80 PVC) |  | EA
SP | 81789.000 | Sign installed for signals (City Supplied) |  | EA
SP | 81787.000 | Standoff Bracket Assembly |  | EA
1550 | 11550.000 | Directional Bore for 2-2" Conduit |  | LF
1550 | 11550.004 | Directional Bore for 3-2" Conduit |  | LF
1550 | 11550.003 | Directional Bore for 4-2" Conduit |  | LF
SP | 81093.000 | CDOT Conduit-2" Interduct |  | LF
SP | 81113.000 | Concrete Duct Bank |  | CY
SPSRW | 40149.000 | Boulder Sill |  | EA
SPSRW | 40151.000 | Rock Grade Control Structure |  | LF
SPSRW | 40183.000 | Rock Drop Structure |  | LF
SPSRW | 40035.000 | Boulder Cluster |  | LF
SPSRW | 40115.000 | Boulder Toe |  | LF
SPSRW | 40187.000 | Rock Toe |  | LF
SPSRW | 40019.000 | Branch Packing |  | SY
SPSRW | 40016.000 | Brush Mattress |  | SY
SPSRW | 40038.000 | Invasive Species Removal |  | SY
SPSRW | 40018.000 | Live Fascines |  | LF
SPSRW | 40136.000 | Bare Roots |  | EA
SPSRW | 40102.000 | Riffle, Constructed 2' wide |  | LF
SPSRW | 40103.000 | Riffle, Constructed 3' wide |  | LF
SPSRW | 40104.000 | Riffle, Constructed 4' wide |  | LF
SPSRW | 40105.000 | Riffle, Constructed 5' wide |  | LF
SPSRW | 40158.000 | Riffle, Constructed 6' wide |  | LF
SPSRW | 40159.000 | Riffle, Constructed 7' wide |  | LF
SPSRW | 40139.000 | Riffle, Constructed 8' wide |  | LF
SPSRW | 40160.000 | Riffle, Constructed 9' wide |  | LF
SPSRW | 40161.000 | Riffle, Constructed 10' wide |  | LF
SPSRW | 40182.000 | Riffle, Constructed 11' wide |  | LF
SPSRW | 40156.000 | Riffle, Constructed 13' wide |  | LF
SPSRW | 40157.000 | Riffle, Constructed 14.5' wide |  | LF
SPSRW | 40141.000 | Riffle, Constructed 18' Wide |  | LF
SPSRW | 40152.000 | Riffle, Constructed 28' Wide |  | LF
SPSRW | 40188.000 | Riffle, Angled Log |  | SY
SPSRW | 40031.000 | Sill, Log |  | LF
SPSRW | 40031.001 | Sill, Rock |  | LF
SPSRW | 40048.000 | Soil Lift |  | SY
SPSRW | 40000.126 | Step Pool, Log |  | LF
SPSRW | 40133.000 | Step Pool, Rock |  | LF
SPSRW | 40027.000 | Timber Mat |  | SF
SPSRW | 40185.000 | Toe Wood |  | LF
SPSRW | 40121.000 | Toe Wood, Sod Mats |  | LF
SPSRW | 40122.000 | Toe Wood, Plantings |  | LF
SPSRW | 40123.000 | Toe Wood, Transplant |  | LF
SPSRW | 40021.004 | Vane, Cross Log |  | LF
SPSRW | 40021.006 | Vane, Cross Rock |  | LF
SPSRW | 40021.003 | Vane, Cross Rock Double Drop |  | LF
SPSRW | 40021.001 | Vane, J-Hook Log |  | LF
SPSRW | 40021.000 | Vane, J-Hook Rock |  | LF
SPSRW | 40021.007 | Vane, Log |  | LF
SPSRW | 40021.008 | Vane, Rock |  | LF
SPSRW | 40140.000 | Field Marker Erection |  | EA
SPSRW | 40134.000 | Vegetated Geogrid |  | SY
SPSRW | 40184.000 | Channel Plug |  | CY
SP | 80059.000 | Invasive Species Removal |  | LS
SPSRW | 40147.000 | Boulder Step Structure |  | EA
SPSRW | 40135.000 | Pump Around Operation |  | LS
SPSRW | 40166.000 | Pump Around Operation |  | DY
SPSRW | 40125.000 | Special Stilling Basins |  | EA
1639 | 11639.000 | Special Stilling Basins |  | EA
SPSRW | 40131.000 | Meander Bend Boulder Structure |  | LF
SPSRW | 40000.128 | Step Pool, Structure |  | SF
SPSRW | 40137.000 | Vegetated Geogrid with Rock Toe |  | SF
SPSRW | 40169.000 | Floodplain Bench Construction |  | CY
SPSRW | 40163.000 | Imbricated Stone Bank Stabilization |  | LF
SPSRW | 40164.000 | Impervious Dike |  | LF
SPSRW | 40154.000 | Inlet Weir |  | LF
SPPBMP | 45135.000 | Weir Outlet Structure |  | CY
SP | 81441.000 | Riser Outlet Structure |  | EA
SPPBMP | 45128.000 | Forebay Sediment Excavation |  | CY
SPPBMP | 45141.000 | Aquatic Wildlife Relocation |  | LS
SPSRW | 40168.000 | Nuisance Wildlife Control |  | EA
SPSRW | 40041.000 | Nuisance Wildlife Control |  | SF
SPSRW | 40167.000 | Nuisance Wildlife Prevention |  | AC
SPPBMP | 45129.000 | Temporary Cofferdam |  | SF
SP | 81494.000 | Furnished Streambed Material |  | CY
SP | 81448.000 | Anti-Seep Collar |  | EA
SP | 80259.000 | Track Hoe (CAT 225, or Comparable) |  | HR
SP | 80260.000 | Back Hoe / Loader (CAT 426, or Comparable) |  | HR
SP | 80261.000 | Rubber Tire Loader (CAT 930, or Comparable) |  | HR
SP | 80263.000 | Skid Steer (3500 lbs) |  | HR
SP | 80264.000 | Dump Truck (Single-Axle) |  | HR
SP | 80265.000 | Dump Truck (Multi-Axle) |  | HR
SP | 80302.000 | Gas Cut Off Saw |  | HR
SP | 80262.000 | Compact Excavator / Mini Excavator (or Comparable) |  | HR
SP | 81802.000 | 12.5 Ton National Crane with 87-ft bucket truck (or Comparable) |  | HR
SP | 81796.000 | 20-ton Manitex Model 281025 Cranes (or Comparable) |  | HR
SP | 81801.000 | 33 Ton National Crane wtih 120-ft Hydraulic Stick (or Comparable) |  | HR
SP | 81799.000 | GMC Bucket Truck C-Series Bucket Truck (or Comparable) |  | HR
SP | 81800.000 | International Debris Truck/Clam Loader (or Comparable) |  | HR
SP | 81797.000 | Vermeer Chipper BC200XL (or Comparable) |  | HR
SP | 81798.000 | Vermeer Stump Grinder SC1102 (or Comparable) |  | HR
SP | 80256.000 | Foreman and Pickup Truck |  | HR
SP | 80266.000 | Equipment Operator |  | HR
SP | 80258.000 | Laborer |  | HR
SP | 80257.000 | Truck Driver |  | HR
SP | 80303.000 | Flaggers |  | HR
SP | 81804.000 | Clam Operator |  | HR
SP | 81805.000 | Crane Operator |  | HR
SP | 81803.000 | Tree Climber |  | HR
SP | 80299.000 | Channel Cleaning Crew |  | HR
SP | 81104.000 | Concrete Support Slabs |  | CY
SP | 81289.000 | Adjust Test Wells |  | LS
SP | 81895.000 | Piezometer |  | EA
SP | 81838.000 | Removal of Carport and Shed |  | LS
SPPBMP | 45102.000 | Cofferdam |  | LS
SPPBMP | 45105.000 | Concrete Cradle |  | CY
SPPBMP | 45110.000 | Concrete Diversion Box |  | EA
SPPBMP | 45111.000 | Concrete Spillway Structure |  | LS
SPPBMP | 45104.000 | Dam Embankment Erosion Control Matting |  | SY
SPPBMP | 45103.000 | Dam Embankment Seeding and Mulching |  | SY
SPPBMP | 45100.000 | Dam Embankment Select Material |  | CY
SPPBMP | 45134.000 | Dam Embankment Excavation and Fill |  | CY
SPPBMP | 45138.000 | Dam Embankment Topsoil |  | CY
SPPBMP | 45140.000 | Undercut Excavation for Dam Embankment |  | CY
SPPBMP | 45101.000 | Pond Dewatering |  | LS
SPPBMP | 45127.000 | Pond Dewatering |  | HR
SP | 80316.000 | Pumping (Dewatering) |  | DY
SPPBMP | 45117.000 | Trash Rack, Riser Structure |  | EA
SPPBMP | 45118.000 | Intake Screen, 8" |  | EA
SPPBMP | 45116.000 | Eccentric Plug Valve |  | EA
SPPBMP | 45115.000 | Cast In Place Concrete Spillway Riser |  | LS
SPPBMP | 45107.000 | Filter Drainage Diaphragm |  | LS
SPPBMP | 45112.000 | Timber Dock |  | SF
SPPBMP | 45139.000 | Forebay Dredging |  | CY
SPPBMP | 45114.000 | Pond Dredging |  | CY
SPPBMP | 45113.000 | Pond Siphon |  | LS
SPPBMP | 45108.000 | Toe Drain |  | LF
SPPBMP | 45109.000 | Water Permeable Fabric Bag |  | EA
SPPBMP | 45106.000 | Wier Outlet Structure |  | LS
SPPBMP | 45119.000 | Filter Drainage Diaphragm/Toe Drain System |  | CY
SP | 81747.000 | Underground Modular Concrete Storm Water Vault |  | LS
SP | 81359.000 | Stepped Outlet Protection |  | CY
SPU | 20006.001 | Select Backfill Material for Utilities |  | TN
SPU | 20154.000 | Foundation Conditioning Material for Utilities |  | TN
1510 | 11510.014 | 3/4" Water Line |  | LF
SPU | 21078.000 | 3/4" Copper Water Tubing, Type K |  | LF
1510 | 11510.015 | 1" Water Line |  | LF
SPU | 21079.000 | 1" Copper Water Tubing, Type K |  | LF
SPU | 21218.000 | 1 1/2" Copper Water Tubing, Type K |  | LF
SPU | 21197.000 | 2" Copper Water Tubing, Type K |  | LF
SPU | 21300.000 | 3" Copper Water Tubing, Type K |  | LF
SPU | 21253.000 | 3/4" x 2" Tapping Saddle |  | EA
SPU | 21233.000 | 3/4" X 6" Tapping Saddle |  | EA
SPU | 21217.000 | 3/4" x 8" Tapping Saddle |  | EA
SPU | 21035.000 | 3/4" x 12" Tapping Saddle |  | EA
SPU | 21265.000 | 3/4" x 16" Tapping Saddle |  | EA
SPU | 21285.000 | 1" x 4" Tapping Saddle |  | EA
SPU | 21234.000 | 1" X 6" Tapping Saddle |  | EA
SPU | 21258.000 | 1" x 8" Tapping Saddle |  | EA
SPU | 21286.000 | 1-1/2" x 4" Tapping Saddle |  | EA
SPU | 21283.000 | 1-1/2" X 6" Tapping Saddle |  | EA
SPU | 21287.000 | 1-1/2" x 12" Tapping Saddle |  | EA
SPU | 21132.000 | 2" x 6" Tapping Saddle |  | EA
SPU | 21288.000 | 2" x 8" Tapping Saddle |  | EA
SPU | 21273.000 | 2" x 12" Tapping Saddle |  | EA
SPU | 21274.000 | 4" x 12" Tapping Saddle |  | EA
SPU | 21037.000 | 3/4" Corporation Stop |  | EA
SPU | 21235.000 | 1" Corporation Stop |  | EA
SPU | 21284.000 | 1-1/2" Corporation Stop |  | EA
SPU | 21236.000 | 2" Corporation Stop |  | EA
SPU | 21275.000 | 4" Corporation Stop |  | EA
SPU | 21036.000 | 2" PVC Water Pipe |  | LF
SPU | 21211.000 | 3" PVC Water Pipe |  | LF
SPU | 21015.000 | 6” PVC Water Pipe, C900 |  | LF
SPU | 21017.000 | 8” PVC Water Pipe, C900 |  | LF
SPU | 21291.000 | 3" DI Restrained Joint Water Pipe, PC 350 |  | LF
SPU | 21077.000 | 4" DI Water Pipe, PC 350 |  | LF
SPU | 21230.000 | 4" DI Restrained Joint Water Pipe, PC 350 |  | LF
SPU | 21016.000 | 6” DI Water Pipe, PC 350 |  | LF
SPU | 20000.108 | 6" DI Restrained Joint Water Pipe, PC 350 |  | LF
1510 | 11510.020 | 6” DI Water Pipe, PC 350 |  | LF
SPU | 21018.000 | 8” DIP Water Main, PC 350 |  | LF
SPU | 21004.000 | 8" DI Restrained Joint Water Pipe, PC 350 |  | LF
SPU | 21149.000 | 10" DI Water Pipe, PC 350 |  | LF
SPU | 21231.000 | 10" DI Restrained Joint Water Pipe, PC 350 |  | LF
SPU | 21038.000 | 12" DI Water Pipe, Class 350 |  | LF
SPU | 21041.000 | 12" DI Restrained Joint Water Pipe, PC 350 |  | LF
1510 | 11510.019 | 12" DI Water Pipe, PC350 |  | LF
SPU | 21251.000 | 16" DI Restrained Joint Water Pipe, PC 350 |  | LF
SPU | 21124.000 | 16" DI Water Pipe, PC350 |  | LF
SPU | 21278.000 | 24" DI Restrained Joint Water Pipe, PC 250 |  | LF
SPU | 21082.000 | 24" DI Restrained Joint Water Pipe, PC 350 |  | LF
SP | 81402.000 | 48" DI Restrained Joint Water Pipe, PC 350 |  | LF
SPU | 21110.000 | 54" DI Restrained Joint Water Pipe, PC 350 |  | LF
SPU | 21229.000 | DI Restrained Joint Water Pipe Fittings |  | LB
1510 | 11510.021 | Ductile Iron Water Pipe Fittings |  | LB
SPU | 21219.000 | 3/4" Gate Valve and Valve Box |  | EA
SPU | 21293.000 | 1" Irrigation Control Valve Assembly |  | EA
SPU | 21294.000 | 1-1/2" Ball Valve and Valve Box |  | EA
SPU | 21295.000 | 2" Ball Valve and Valve Box |  | EA
SPU | 21080.000 | 2" Gate Valve and Valve Box |  | EA
SPU | 21292.000 | 3" Gate Valve and Valve Box |  | EA
SPU | 21081.000 | 4" Gate Valve and Valve Box |  | EA
SPU | 21005.000 | 6" Gate Valve and Valve Box |  | EA
SPU | 21014.000 | 8" Gate Valve and Valve Box |  | EA
1515 | 11515.007 | 8" Gate Valve and Valve Box |  | EA
SPU | 21083.000 | 12" Gate Valve and Valve Box |  | EA
1515 | 11515.018 | 12" Gate Valve |  | EA
SPU | 21084.000 | 24" Butterfly Valve |  | EA
SPU | 21001.000 | Operate and Log Existing Water Valves |  | EA
SPU | 21022.000 | Excavation for Existing buried Water Valve |  | EA
SPU | 21254.000 | 4" Line Stop |  | EA
SPU | 21145.000 | 6" Line Stop |  | EA
SPU | 21146.000 | 8" Line Stop |  | EA
SPU | 21147.000 | 10" Line Stop |  | EA
SPU | 21148.000 | 12" Line Stop |  | EA
SPU | 21267.000 | 16" Line Stop |  | EA
SPU | 21277.000 | 24" Line Stop |  | EA
SPU | 21200.000 | 3" X 3" Tapping Sleeve and Valve Assembly |  | EA
SPU | 21255.000 | 4" x 4" Tapping Sleeve and Valve Assembly |  | EA
SPU | 21107.000 | 6" x 6" Tapping Sleeve and Valve Assembly |  | EA
SPU | 21158.000 | 8" x 6" Tapping Sleeve and Valve Assembly |  | EA
SPU | 21256.000 | 12" x 4" Tapping Sleeve and Valve Assembly |  | EA
SPU | 21063.000 | 12" x 6" Tapping Sleeve and Valve Assembly |  | EA
SPU | 21239.000 | 12" x 12" Tapping Sleeve and Valve Assembly |  | EA
SPU | 21266.000 | 16" x 6" Tapping Sleeve and Valve Assembly |  | EA
SPU | 21045.000 | 2" Blow Off Assembly |  | EA
SPU | 21193.000 | Relocate Existing Blow-off Assembly |  | EA
SPU | 20048.000 | Water Meter Box |  | EA
SPU | 21057.000 | Meter Box and Yoke Assembly for ¾” Service |  | EA
SPU | 21059.000 | Meter Box and Yoke Assembly for 1” Service |  | EA
SPU | 21060.000 | Meter Box and Yoke Assembly for 1/2" Service |  | EA
SPU | 21062.000 | Meter Box and Yoke Assembly for 2” Service |  | EA
SPU | 21301.000 | Meter Box and Yoke Assembly for 3” Water Meter |  | EA
SPU | 21302.000 | Meter Box and Yoke Assembly for 6” Water Meter |  | EA
SPU | 21176.000 | 8"X4" FCMT & Meter Vault |  | EA
SPU | 21046.000 | 2' x 3' Water Meter Vault |  | EA
SPU | 21047.000 | 4' x 5' Water Meter Vault |  | EA
SPU | 21296.000 | 4' x 8'-6" Water Meter Vault |  | EA
SPU | 21297.000 | 6' x 9' Water Meter Vault |  | EA
1530 | 11530.005 | Abandon __" Utility Pipe |  | LF
SPU | 21165.000 | Abandon and Remove Existing Fire Hydrant |  | EA
SPU | 20017.000 | Fire Hydrant |  | EA
SPU | 20000.002 | Relocate Existing Fire Hydrant |  | EA
SPU | 20021.000 | Relocate Existing Water Meter and Meter Box |  | EA
SPU | 21232.000 | Relocate Existing Water Meter and Meter Vault |  | EA
SPU | 20023.000 | Relocate Existing Water Vault |  | EA
SPU | 20000.000 | Relocate Water Valve |  | EA
SPU | 21048.000 | Relocate Existing Backflow Preventor |  | EA
SPU | 21173.000 | Remove Existing Backflow Preventor |  | EA
SPU | 21241.000 | 2" Backflow Preventer |  | EA
SPU | 21262.000 | 1 1/2" Reduced Pressure Backflow Preventer |  | EA
SPU | 21174.000 | 6" Reduced Pressure Backflow Preventor |  | EA
SPU | 21175.000 | 8" Reduced Pressure Backflow Preventor |  | EA
SPU | 20012.000 | Adjust Existing Fire Hydrant |  | EA
SPU | 20002.000 | Adjust Existing Water Valve |  | EA
858 | 10858.004 | Adjust Water Valve |  | EA
858 | 10858.151 | Adjustment of Meter Boxes or Valve Boxes |  | EA
SPU | 20001.000 | Adjust Existing Water Meter and Meter Box |  | EA
SPU | 21049.000 | Adjust Existing Sanitary Sewer Manhole |  | EA
SPU | 21102.000 | Ring and Cover, San. Sewer Manhole Std. Lid |  | EA
SPU | 20022.000 | Adjust Existing Water Vault |  | EA
1515 | 11515.014 | Water Vault Adjustment |  | EA
SPU | 21151.000 | Convert to Solid Lid & Sealed Frame and Cover (Watertight) |  | EA
SPU | 21051.000 | Remove Existing Water Meter and Meter Box |  | EA
SPU | 21194.000 | 4" DI Sewer Pipe, PC 350 |  | LF
SPU | 21195.000 | 6" DI Sewer Pipe, PC 350 |  | LF
SPU | 21140.000 | 8" DI Sewer Pipe, PC 350 |  | LF
SPU | 21116.000 | 10" DI Sewer Pipe, PC 350 |  | LF
SPU | 21246.000 | 12" DI Sewer Pipe, PC 350 |  | LF
SPU | 21227.000 | 16" DI Sewer Pipe, PC 350 |  | LF
SPU | 21206.000 | 18" DI Sewer Pipe, PC 350 |  | LF
SPU | 21240.000 | 24" DI Sewer Pipe, PC 350 |  | LF
SPU | 21259.000 | 30" DI Sewer Pipe, PC 350 |  | LF
SPU | 21042.000 | 36" DI Sewer Pipe, PC 350 |  | LF
1520 | 11520.009 | 36" Sanitary Gravity Sewer |  | EA
SPU | 21243.000 | 42" DI Sewer Pipe, PC 350 |  | LF
SPU | 21225.000 | 48" DI Sewer Pipe, PC 350 |  | LF
SPU | 21226.000 | 54" DI Sewer Pipe, PC 350 |  | LF
1520 | 11520.010 | 4" DI Restrained Joint Sewer Pipe, PC 350 |  | LF
1520 | 11520.011 | 6" DI Restrained Joint Sewer Pipe, PC 350 |  | LF
SPU | 21156.000 | 8" DI Restrained Joint Sewer Pipe, PC 350 |  | LF
SPU | 21248.000 | 12" DI Restrained Joint Sewer Pipe, PC 350 |  | LF
SPU | 21261.000 | 48" DI Restrained Joint Sewer Pipe, PC250 |  | LF
SPU | 21096.000 | 4" PVC Sewer Pipe, SDR 35 |  | LF
SPU | 21242.000 | 6" PVC Sewer Pipe, SDR 26 |  | LF
SPU | 21097.000 | 6" PVC Sewer Pipe, SDR 35 |  | LF
SPU | 21098.000 | 8" PVC Sewer Pipe, SDR 35 |  | LF
SPU | 21299.000 | 12" PVC Sewer Pipe, SDR 35 |  | LF
1525 | 11525.000 | 4’ Dia Utility Manhole |  | EA
SPU | 21009.000 | 4' Dia Precast Conc Manhole, 0-6' Depth |  | EA
1525 | 11525.010 | 5' Dia Utility Manhole |  | EA
SPU | 21109.000 | 5' Dia Precast Conc Manhole, 0-6' Depth |  | EA
SPU | 21222.000 | 6' Dia Precast Conc Manhole, 0-6' Depth |  | EA
1525 | 11525.002 | Utility Manhole Wall 4' Dia |  | LF
SPU | 21010.000 | 4' Dia Precast Conc Manhole, >6' Depth |  | VF
SPU | 21127.000 | 5' Dia Precast Conc Manhole, >6' Depth |  | VF
SPU | 21223.000 | 6' Dia Precast Conc Manhole, >6' Depth |  | LF
SPU | 21263.000 | 6" Sewer Manhole Outside Drop Assembly |  | LF
SPU | 21113.000 | 8" Sewer Manhole Outside Drop Assembly |  | LF
SPU | 21117.000 | 10" Sewer Manhole Outside Drop Assembly |  | LF
SPU | 21118.000 | 12" Sewer Manhole Outside Drop Assembly |  | LF
SPU | 21244.000 | 16" Sewer Manhole Outside Drop Assembly |  | LF
SPU | 21099.000 | Sanitary Sewer Cleanout |  | EA
SPU | 21028.000 | Relocate Existing Clean Out |  | EA
SPU | 21029.000 | Adjust Existing Clean Out |  | EA
SPU | 21270.000 | 4" Sanitary Sewer Backwater Valve |  | EA
SPU | 21269.000 | Locate Existing Sewer Lateral |  | EA
SPU | 21115.000 | Anti-Seep Collar |  | CY
SPU | 21198.000 | 4" Steel Encasement Pipe, XX" Thick, By Open Cut |  | LF
SPU | 21199.000 | 6" Steel Encasement Pipe, XX" Thick, By Open Cut |  | LF
SPU | 21207.000 | 8" Steel Encasement Pipe, 0.25" Thick, By Open Cut |  | LF
SPU | 21040.000 | 10" Steel Encasement Pipe, XX" Thick, By Open Cut |  | LF
SPU | 21114.000 | 12" Steel Encasement Pipe, 1/4" Thick, By Open Cut |  | LF
SPU | 21257.000 | 14" Steel Encasement Pipe |  | LF
SPU | 21122.000 | 16" Steel Encasement Pipe, XX" Thick, By Open Cut |  | LF
1540 | 11540.002 | 16" Steel Encasement Pipe, XX" Thick, By Open Cut |  | LF
1540 | 11540.001 | 18" Steel Encasement Pipe, 0.312" Thick, By Open Cut |  | LF
SPU | 21013.000 | 18" Steel Encasement Pipe, 1/4" Thick, By Open Cut |  | LF
SPU | 21271.000 | 18" Steel Encasement Pipe, XX" Thick, By Bore & Jack |  | LF
SPU | 21172.000 | 20" Steel Encasement Pipe, XX" Thick, By Open Cut |  | LF
SPU | 21126.000 | 24" Steel Encasement Pipe, XX" Thick, By Open Cut |  | LF
SPU | 21208.000 | 30" Steel Encasement Pipe, 0.312" Thick, By Open Cut |  | LF
SPU | 21260.000 | 48" Steel Encasement Pipe, 0.500" Thick, By Open Cut |  | LF
SP | 81544.000 | 60" Steel Encasement Pipe, XX" Thick, By Open Cut |  | LF
SPU | 21221.000 | 72" Steel Encasement Pipe, XX" Thick, By Open Cut |  | LF
SPU | 21213.000 | Pump Station |  | LS
SPU | 21214.000 | Pressure Sewer Service Box |  | EA
SPU | 21189.000 | Sanitary Sewer Bypass Pumping |  | DY
SPU | 21011.000 | Concrete Thrust Blocking |  | CY
SPU | 21121.000 | Elevated Creek Crossing with Concrete Piers |  | LS
SPU | 21247.000 | Elevated Creek Crossing with Concrete Piers |  | CY
SPU | 21170.000 | Asphalt Conc. Surface Course, S 9.5 C, 1.5" Thick (Utility Mill Patching) |  | TN
SPU | 20133.000 | Temporary Water Service |  | LS
SPU | 21238.000 | Temporary Water Line (2" PVC) |  | LF
SPU | 21237.000 | Temporary Water Services |  | EA
SPU | 21150.000 | 1" Air Release Assembly |  | EA
SPU | 21129.000 | Polypropylene and Fiberglass or Steel Water Valve Box Adjustment Rings |  | EA
SPU | 21128.000 | Polypropylene and Fiberglass or Steel Manhole Adjustment Rings |  | EA
SPU | 21123.000 | 8" High Strength Steel Pipe |  | LF
SPU | 21224.000 | 4" High Strength Steel Pipe |  | LF
SPU | 21252.000 | Fill or Remove Abandoned 6" Pipe |  | LF
SPU | 21054.000 | Fill or Remove Abandoned 8" Pipe |  | LF
SPU | 21281.000 | Fill or Remove Abandoned 12" Pipe |  | LF
SPU | 21264.000 | Fill or Remove Abandoned 16" Pipe |  | LF
SPU | 21282.000 | Fill or Remove Abandoned 24" Pipe |  | LF
SP | 81907.000 | Joint Sealing (6'x5'RCBC) |  | EA
SP | 81908.000 | Joint Sealing (8'x8'RCBC) |  | EA
SP | 81880.000 | Construction, Maintenance, and Removal of Temporary Road |  | LS
SP | 81053.000 | Type 1 Concrete Repair Procedure |  | EA
SP | 81054.000 | Type 2 Concrete Repair Procedure |  | EA
SP | 80218.001 | Repair Procedure 1.1 Cement Patching |  | EA
310 | 10310.049 | 54" Aluminized Corrugated Steel Pipe (2-2/3" x 1/2" Helical Corrugation) |  | LF
SP | 81213.000 | Type 4 Concrete Repair Procedure |  | EA
SP | 81397.000 | Type 3 Concrete Repair Procedure |  | EA
SPU | 20028.000 | Adjust Existing Meter Boxes, Valve Boxes or Manhole Castings |  | EA
SPU | 21071.000 | Remove Utility Manhole |  | EA
200 | 10200.001 | Clearing & Grubbing |  | LS
1715 | 11715.000 | Tracer Wire |  | LF
SP | 81760.000 | Collapsible Bollard, Owner-Provided Contractor Installed |  | EA
SP | 81761.000 | Permanent Bollard, Owner-Provided Contractor Installed |  | EA
SP | 81829.000 | Soil Nail Retaining Wall |  | SF
SP | 81830.000 | Soil Nail Verification |  | EA
SP | 81831.000 | Soil Nail Proof Tests |  | EA
SPU | 20146.001 | Concrete Fill, False Bottom |  | CY
840 | 10840.451 | Manhole Frame with Cover, NCDOT Std. 840.55 |  | EA
310 | 10310.104 | 24" R.C. Pipe Culverts, Class IV O-Ring Gasket |  | LF
1205 | 11205.331 | Thermoplastic Pavement Marking Characters, 90 mils |  | EA

## Engineers Estimate
ENGINEER'S ESTIMATE
Project #:
Project Name:
Estimated by:
Estimate Date:
[6 empty] | SUBTOTAL | 0
[5 empty] | 10% | Contingency | 0
[6 empty] | TOTAL BASE BID | 0
Item | Section | CIC | ITEM DESCRIPTION | Qty | Unit | Unit Price | Amount
1 | [6 empty] | 0
2 | [6 empty] | 0
3 | [6 empty] | 0
4 | [6 empty] | 0
5 | [6 empty] | 0
6 | [6 empty] | 0
7 | [6 empty] | 0
8 | [6 empty] | 0
9 | [6 empty] | 0
10 | [6 empty] | 0
11 | [6 empty] | 0
12 | [6 empty] | 0
13 | [6 empty] | 0
14 | [6 empty] | 0
15 | [6 empty] | 0
16 | [6 empty] | 0
17 | [6 empty] | 0
18 | [6 empty] | 0
19 | [6 empty] | 0
20 | [6 empty] | 0
21 | [6 empty] | 0
22 | [6 empty] | 0
23 | [6 empty] | 0
24 | [6 empty] | 0
25 | [6 empty] | 0
26 | [6 empty] | 0
27 | [6 empty] | 0
28 | [6 empty] | 0
29 | [6 empty] | 0
30 | [6 empty] | 0
31 | [6 empty] | 0
32 | [6 empty] | 0
33 | [6 empty] | 0
34 | [6 empty] | 0
35 | [6 empty] | 0
36 | [6 empty] | 0
37 | [6 empty] | 0
38 | [6 empty] | 0
39 | [6 empty] | 0
40 | [6 empty] | 0
41 | [6 empty] | 0
42 | [6 empty] | 0
43 | [6 empty] | 0
44 | [6 empty] | 0
45 | [6 empty] | 0
46 | [6 empty] | 0
47 | [6 empty] | 0
48 | [6 empty] | 0
49 | [6 empty] | 0
50 | [6 empty] | 0
51 | [6 empty] | 0
52 | [6 empty] | 0
53 | [6 empty] | 0
54 | [6 empty] | 0
55 | [6 empty] | 0
56 | [6 empty] | 0
57 | [6 empty] | 0
58 | [6 empty] | 0
59 | [6 empty] | 0
60 | [6 empty] | 0
61 | [6 empty] | 0
62 | [6 empty] | 0
63 | [6 empty] | 0
64 | [6 empty] | 0
65 | [6 empty] | 0
66 | [6 empty] | 0
67 | [6 empty] | 0
68 | [6 empty] | 0
69 | [6 empty] | 0
70 | [6 empty] | 0
71 | [6 empty] | 0
72 | [6 empty] | 0
73 | [6 empty] | 0
74 | [6 empty] | 0
75 | [6 empty] | 0
76 | [6 empty] | 0
77 | [6 empty] | 0
78 | [6 empty] | 0
79 | [6 empty] | 0
80 | [6 empty] | 0
81 | [6 empty] | 0
82 | [6 empty] | 0
83 | [6 empty] | 0
84 | [6 empty] | 0
85 | [6 empty] | 0
86 | [6 empty] | 0
87 | [6 empty] | 0
88 | [6 empty] | 0
89 | [6 empty] | 0
90 | [6 empty] | 0
91 | [6 empty] | 0
92 | [6 empty] | 0
93 | [6 empty] | 0
94 | [6 empty] | 0
95 | [6 empty] | 0
96 | [6 empty] | 0
97 | [6 empty] | 0
98 | [6 empty] | 0
99 | [6 empty] | 0
100 | [6 empty] | 0
101 | [6 empty] | 0
102 | [6 empty] | 0
103 | [6 empty] | 0
104 | [6 empty] | 0
105 | [6 empty] | 0
106 | [6 empty] | 0
107 | [6 empty] | 0
108 | [6 empty] | 0
109 | [6 empty] | 0
110 | [6 empty] | 0
111 | [6 empty] | 0
112 | [6 empty] | 0
113 | [6 empty] | 0
114 | [6 empty] | 0
115 | [6 empty] | 0
116 | [6 empty] | 0
117 | [6 empty] | 0
118 | [6 empty] | 0
119 | [6 empty] | 0
120 | [6 empty] | 0
121 | [6 empty] | 0
122 | [6 empty] | 0
123 | [6 empty] | 0
124 | [6 empty] | 0
125 | [6 empty] | 0
126 | [6 empty] | 0
127 | [6 empty] | 0
128 | [6 empty] | 0
129 | [6 empty] | 0
130 | [6 empty] | 0
131 | [6 empty] | 0
132 | [6 empty] | 0
133 | [6 empty] | 0
134 | [6 empty] | 0
135 | [6 empty] | 0
136 | [6 empty] | 0
137 | [6 empty] | 0
138 | [6 empty] | 0
139 | [6 empty] | 0
140 | [6 empty] | 0
141 | [6 empty] | 0
142 | [6 empty] | 0
143 | [6 empty] | 0
144 | [6 empty] | 0
145 | [6 empty] | 0
146 | [6 empty] | 0
147 | [6 empty] | 0
148 | [6 empty] | 0
149 | [6 empty] | 0
150 | [6 empty] | 0
151 | [6 empty] | 0
152 | [6 empty] | 0
153 | [6 empty] | 0
154 | [6 empty] | 0
155 | [6 empty] | 0
156 | [6 empty] | 0
157 | [6 empty] | 0
158 | [6 empty] | 0
159 | [6 empty] | 0
160 | [6 empty] | 0
161 | [6 empty] | 0
162 | [6 empty] | 0
163 | [6 empty] | 0
164 | [6 empty] | 0
165 | [6 empty] | 0
166 | [6 empty] | 0
167 | [6 empty] | 0
168 | [6 empty] | 0
169 | [6 empty] | 0
170 | [6 empty] | 0
171 | [6 empty] | 0
172 | [6 empty] | 0
173 | [6 empty] | 0
174 | [6 empty] | 0
175 | [6 empty] | 0
176 | [6 empty] | 0
177 | [6 empty] | 0
178 | [6 empty] | 0
179 | [6 empty] | 0
180 | [6 empty] | 0
181 | [6 empty] | 0
182 | [6 empty] | 0
183 | [6 empty] | 0
184 | [6 empty] | 0
185 | [6 empty] | 0
186 | [6 empty] | 0
187 | [6 empty] | 0
188 | [6 empty] | 0

## EXAMPLE Engineers Estimate
ENGINEER'S ESTIMATE
Project #: |  | 512-07-082
Project Name: |  | Prosperity Creek Crossing
Estimated by: |  | Becky Chambers
Estimate Date: |  | 2012-09-18
[6 empty] | SUBTOTAL | 28585
[5 empty] | 15% | Contingency | 4287.75
[6 empty] | TOTAL BASE BID | 32872.75
Item | Section | CIC | ITEM DESCRIPTION | Qty | Unit | Unit Price | Amount
1 | 610 | 10610.000 | Asphalt Concrete Base Course, Type B 25.0B | 14 | TN | 100 | 1400
2 | 610 | 10610.151 | Asphalt Concrete Intermediate Course, Type I 19.0B | 3 | TN | 100 | 300
3 | 610 | 10610.401 | Asphalt Concrete Surface Course, Type S 9.5B | 2 | TN | 100 | 200
4 | 620 | 10620.201 | Asphalt Binder for Plant Mix (PG 64-22, PG 70-22, PG 76-22) | 1 | TN | 600 | 600
5 | 800 | 10800.000 | Mobilization | 1 | LS | 1000 | 1000
6 | 846 | 10846.052 | 2' 6" Concrete Curb and Gutter | 105 | LF | 24 | 2520
7 | 848 | 10848.000 | 4 " Concrete Sidewalk | 50 | SY | 30 | 1500
8 | 848 | 10848.001 | 6 " Concrete Sidewalk and Pads | 17 | SY | 45 | 765
9 | 848 | 10848.004 | 6" Concrete Wheelchair Ramps | 5 | EA | 850 | 4250
10 | 848 | 10848.057 | 7" Concrete Driveways (for Type III Driveways) | 8 | SY | 50 | 400
11 | 852 | 10852.051 | 5" Monolithic Concrete Islands (NCDOT Std. 852.01 ) | 50 | SY | 55 | 2750
12 | 858 | 10858.101 | Adjustment of Manholes | 1 | EA | 500 | 500
13 | 858 | 10858.151 | Adjustment of Meter Boxes or Valve Boxes | 1 | EA | 100 | 100
14 | 1115 |  | Flashing Arrow Board | 1 | EA | 3000 | 3000
15 | 1205 | 11205.032 | Thermoplastic Pavement Marking Yellow Lines, 4", 120 mils | 185 | LF | 8 | 1480
16 | SP-1 | 80000.000 | Comprehensive Grading | 1 | LS | 5000 | 5000
17 | SP-2 | 80001.000 | Traffic Control | 1 | LS | 2500 | 2500
18 | SP-3 | 80011 | Police Officer, Off-duty | 8 | HRS | 40 | 320